{"text_format":"1","workbook":"xlsx","n_sheets":7,"sheets":["Purlin","Rafter","Hip rafter","Valley rafter","Ridge","Pole-pate","cover"],"not_rendered":{"charts":10,"images":15,"macros":1,"external_links":0,"defined_names":0,"comments":6,"pivot_tables":0},"unopened":[],"bounds":{"document_bytes":16777216,"sheet_cells":100000,"rows_first":2000,"rows_last":500,"rows_between":2000,"halvings":0,"cell_chars":16384,"cell_head_chars":4096},"cells_cut":0,"cells_raw":0,"read":"whole","date_system":"1900"}

{"sheet":"Purlin","index":0,"n_rows":1074,"n_cols":69,"rows_kept":1074,"cut":false,"hidden":false,"merged":[[0,36,0,38],[1,36,1,38],[20,1,20,4],[20,6,20,9],[39,1,39,12],[38,1,38,4],[40,1,41,7],[40,30,41,35],[41,19,41,23],[41,25,41,27],[38,18,38,21],[40,25,40,27],[40,23,40,24],[40,8,40,22],[38,6,38,9],[39,15,39,17],[39,21,39,23],[39,30,39,32],[39,25,39,27],[41,8,41,18],[34,25,34,28],[29,30,29,33],[36,30,36,32],[36,13,36,16],[37,1,37,4],[28,1,28,4],[28,6,28,9],[28,13,28,16],[28,18,28,21],[29,1,29,4],[29,6,29,9],[29,13,29,16],[29,18,29,21],[35,1,35,35],[31,1,31,4],[31,13,31,16],[31,6,31,9],[31,18,31,21],[29,25,29,28],[30,25,30,28],[31,25,31,28],[30,1,30,4],[34,30,34,33],[38,13,38,16],[37,13,37,16],[32,25,32,28],[33,25,33,28],[37,18,37,21],[37,6,37,9],[25,55,25,57],[25,58,25,60],[25,49,25,51],[25,52,25,54],[38,30,38,32],[37,30,37,32],[25,43,25,45],[25,46,25,48],[27,6,27,9],[30,30,30,33],[31,30,31,33],[32,30,32,33],[33,30,33,33],[30,6,30,9],[30,13,30,16],[30,18,30,21],[36,18,36,21],[25,61,25,63],[27,25,27,28],[28,25,28,28],[26,25,26,28],[27,30,27,33],[28,30,28,33],[639,41,646,41],[562,43,563,43],[562,44,563,44],[562,46,562,47],[562,48,563,48],[562,49,563,49],[486,46,486,47],[486,48,486,49],[486,50,486,51],[490,41,491,41],[492,41,493,41],[471,41,474,41],[471,42,474,42],[476,41,483,41],[486,41,489,41],[486,42,486,44],[458,41,461,41],[458,42,461,42],[649,41,650,41],[649,42,650,42],[649,43,649,53],[2,43,3,43],[26,29,26,33],[25,25,25,35],[564,41,568,41],[564,46,578,46],[569,41,578,41],[579,41,588,41],[579,46,591,46],[589,41,603,41],[592,46,604,46],[604,41,620,41],[605,46,613,46],[614,46,622,46],[621,41,636,41],[623,46,631,46],[632,46,636,49],[534,41,541,41],[544,41,545,41],[544,42,546,42],[544,43,544,50],[562,41,562,42],[462,41,466,41],[462,42,466,42],[467,41,470,41],[467,42,470,42],[447,41,448,41],[447,42,448,42],[449,41,450,41],[449,42,450,42],[451,41,457,41],[451,42,457,42],[429,41,436,41],[439,41,439,42],[440,41,440,42],[443,41,446,41],[443,42,446,42],[421,41,423,41],[421,42,423,42],[424,41,426,41],[424,42,426,42],[388,41,395,41],[398,41,398,42],[398,46,398,47],[416,41,420,41],[416,42,420,42],[339,45,339,46],[339,47,339,48],[339,49,339,50],[339,51,339,52],[405,41,406,41],[405,42,406,42],[407,41,409,41],[407,42,409,42],[410,41,415,41],[410,42,415,42],[398,48,398,49],[398,50,398,51],[399,41,399,42],[401,41,404,41],[401,42,404,42],[339,53,339,54],[329,41,336,41],[339,41,339,42],[339,43,340,43],[339,44,340,44],[292,41,299,41],[302,41,302,45],[302,47,306,47],[302,48,303,53],[303,41,303,45],[304,41,306,41],[304,42,306,42],[304,43,306,43],[304,44,306,44],[304,45,306,45],[304,48,304,49],[304,50,305,51],[304,52,305,53],[305,48,305,49],[282,68,284,68],[285,68,286,68],[287,68,288,68],[272,68,274,68],[275,68,277,68],[278,68,281,68],[260,68,265,68],[266,68,268,68],[269,68,271,68],[250,68,254,68],[255,68,257,68],[258,68,259,68],[240,68,244,68],[245,68,247,68],[248,68,249,68],[232,68,235,68],[236,68,237,68],[238,68,239,68],[223,68,224,68],[226,68,228,68],[229,68,230,68],[214,55,216,55],[214,56,214,59],[214,60,214,63],[214,64,214,67],[214,68,216,68],[215,56,215,57],[215,58,215,59],[215,60,215,61],[215,62,215,63],[215,64,215,65],[215,66,215,67],[204,41,211,41],[214,41,216,41],[214,42,215,43],[214,44,214,53],[214,54,216,54],[215,44,215,45],[215,46,215,47],[215,48,215,49],[215,50,215,51],[215,52,215,53],[153,45,155,45],[153,46,155,46],[153,47,153,58],[154,47,154,48],[154,49,154,52],[154,53,154,56],[154,57,154,58],[143,41,150,41],[153,41,154,44],[112,41,119,41],[122,41,122,45],[122,46,124,46],[122,47,124,47],[122,48,122,55],[123,41,124,41],[123,42,124,42],[123,43,124,43],[123,44,124,44],[123,45,124,45],[123,48,123,49],[123,50,123,51],[123,52,123,53],[123,54,123,55],[102,42,105,42],[106,41,109,41],[106,42,109,42],[91,41,92,41],[91,42,92,42],[93,41,94,41],[93,42,94,42],[95,41,97,41],[95,42,97,42],[11,43,16,43],[37,25,37,28],[36,25,36,28],[19,1,19,35],[20,30,20,33],[21,6,21,9],[22,6,22,9],[20,18,20,21],[21,18,21,21],[22,18,22,21],[21,1,21,4],[22,1,22,4],[20,13,20,16],[21,13,21,16],[22,13,22,16],[20,25,20,28],[21,25,21,28],[22,25,22,28],[21,30,21,33],[22,30,22,33],[23,1,23,4],[23,6,23,9],[36,1,36,4],[36,6,36,9],[2,36,2,39],[23,25,23,28],[23,30,23,33],[27,1,27,4],[26,6,26,9],[26,1,26,4],[25,1,25,24],[26,13,26,16],[24,30,24,33],[24,25,24,28],[23,13,23,16],[23,18,23,21],[24,13,24,16],[24,18,24,21],[24,1,24,4],[24,6,24,9],[26,18,26,21],[27,13,27,16],[27,18,27,21],[1,32,1,35],[3,32,3,35],[2,1,2,3],[2,5,2,16],[2,17,2,20],[2,28,2,30],[0,1,0,35],[1,1,1,3],[1,5,1,16],[1,17,1,20],[1,22,1,27],[1,28,1,30],[2,32,2,35],[3,1,3,3],[3,5,3,16],[3,17,3,20],[3,22,3,27],[3,28,3,30],[2,22,2,27],[25,64,25,66],[1048,41,1055,41],[1058,41,1059,44],[1058,45,1060,45],[1058,46,1060,46],[1058,47,1058,58],[1059,47,1059,48],[1059,49,1059,52],[1059,53,1059,56],[1059,57,1059,58],[81,41,84,41],[81,42,84,42],[85,41,87,41],[85,42,87,42],[88,41,90,41],[88,42,90,42],[62,41,69,41],[76,41,77,41],[76,42,77,42],[79,41,80,41],[79,42,80,42],[98,41,101,41],[98,42,101,42],[102,41,105,41]]}
[null,"Purlin steel design : ASD",null,null,null,null,null,null,null,null,null,null,null,null,null,null,null,null,null,null,null,null,null,null,null,null,null,null,null,null,null,null,null,null,null,null,"Created & Development"]
[null,"◙ Project",null,null,":","อาคารพานิชย์ 3 ชั้น",null,null,null,null,null,null,null,null,null,null,null,"◙ Date",null,null,null,":",{"$f":"TODAY()","v":"2012-12-09"},null,null,null,null,null,"◙ Time",null,null,":",{"$f":" NOW()","v":41252.775821064817},null,null,null,"Mr. Jirawat Kaewsup",null,null,null,null,null,null,2,null,null,1,4]
[null,"◙ Owner",null,null,":","คุณสมหวัง ดังปรารถนา",null,null,null,null,null,null,null,null,null,null,null,"◙ Engineer",null,null,null,":","นายจิรวัฒน์ แก้วทรัพย์",null,null,null,null,null,"◙ License",null,null,":","ภย.30857",null,null,null,"       Introduction",null,null,null,null,null,null,"E",2040000,null,2,{"$f":"IF(AV2=1,\"RB 6\",IF(AV2=2,\"RB 9\",IF(AV2=3,\"RB 12\",IF(AV2=4,\"RB 15\",IF(AV2=5,\"RB 19\",IF(AV2=6,\"RB 25\",IF(AV2=7,\"RB 28\",IF(AV2=8,\"RB 34\",IF(AV2=9,\"DB 10\",IF(AV2=10,\"DB 12\",IF(AV2=11,\"DB 16\",IF(AV2=12,\"DB 20\",IF(AV2=13,\"DB 22\",IF(AV2=14,\"DB 25\",IF(AV2=15,\"DB 28\",IF(AV2=16,\"DB 32\",IF(AV2=17,\"DB 34\",IF(AV2=18,\"DB 40\"))))))))))))))))))","v":"RB 15"}]
[null,"◙ Location",null,null,":","ตำบลในเมือง อำเภอเมือง จังหวัดนครราชสีมา",null,null,null,null,null,null,null,null,null,null,null,"◙ Purlin No.",null,null,null,":","Purlin-1",null,null,null,null,null,"◙ Floor",null,null,":","Roof",null,null,null,"   -ออกแบบตามมาตรฐาน AISC หรือ ว.ส.ท.",null,null,null,null,null,null,null,2100000,null,3,"Fe-24"]
[null,null,null,null,null,null,null,null,null,null,null,null,null,null,null,null,null,null,null,null,null,null,null,null,null,null,null,null,null,null,null,null,null,null,null,null,"   -Allowable Stress Design : ASD",null,null,null,null,null,null,"ɵ",{"$f":"ATAN(AE21/(AE22/2))","v":0.52225169432454177},null,4,"Fe-30"]
[null,null,null,null,null,null,null,null,null,null,null,null,null,null,null,null,null,null,null,null,null,null,null,null,null,null,null,null,null,null,null,null,null,null,null,null,"   -ป้อนข้อมูลเฉพาะตัวอักษรหรือตัวเลขสีน้ำเงิน",null,null,null,null,null,null,"L/2",{"$f":"AE22/2","v":4.5},"m.","Yes"]
[null,null,null,null,null,null,null,null,null,null,null,null,null,null,null,null,null,null,null,null,null,null,null,null,null,null,null,null,null,null,null,null,null,null,null,null,null,null,null,null,null,null,null,"Wx",{"$f":"ROUNDDOWN(G28,2)&\" kg./m.\"","v":"16.67 kg./m."},null,"No"]
[null,null,null,null,null,null,null,null,null,null,null,null,null,null,null,null,null,null,null,null,null,null,null,null,null,null,null,null,null,null,null,null,null,null,null,null,null,null,null,null,null,null,null,"Wy",{"$f":"ROUNDDOWN(G29,2)&\" kg./m.\"","v":"31.9 kg./m."}]
[null,null,null,null,null,null,null,null,null,null,null,null,null,null,null,null,null,null,null,null,null,null,null,null,null,null,null,null,null,null,null,null,null,null,null,null,null,null,null,null,null,null,null,"W",{"$f":"ROUNDDOWN(AE25,2)&\" kg./m.\"","v":"33.42 kg./m."}]
[null,null,null,null,null,null,null,null,null,null,null,null,null,null,null,null,null,null,null,null,null,null,null,null,null,null,null,null,null,null,null,null,null,null,null,null,null,null,null,null,null,null,null,"L/2",{"$f":"G29/2","v":15.954740035079251}]
[null,null,null,null,null,null,null,null,null,null,null,null,null,null,null,null,null,null,null,null,null,null,null,null,null,null,null,null,null,null,null,null,null,null,null,null,null,null,null,null,null,null,null,"Win load",{"$f":"(S24*(2*SIN(AS5))/(1+(SIN(AS5)^2)))*AE23","v":13.580920971118841},"kg./m."]
[null,null,null,null,null,null,null,null,null,null,null,null,null,null,null,null,null,null,null,null,null,null,null,null,null,null,null,null,null,null,null,null,null,null,null,null,null,null,null,null,null,null,null,"sagrod",{"$f":"SQRT((AE21^2)+(AS6^2))","v":5.1921190279114366},"m."]
[null,null,null,null,null,null,null,null,null,null,null,null,null,null,null,null,null,null,null,null,null,null,null,null,null,null,null,null,null,null,null,null,null,null,null,null,null,null,null,null,null,null,null,null,{"$f":"ROUNDUP(AS12/AE23,0)+1","v":17},"bar."]
[null,null,null,null,null,null,null,null,null,null,null,null,null,null,null,null,null,null,null,null,null,null,null,null,null,null,null,null,null,null,null,null,null,null,null,null,null,null,null,null,null,null,null,null,{"$f":"IF(AE37=1,AE24/2,IF(AE37=2,AE24/3,IF(AE37=3,AE24/4,IF(AE37=4,AE24/5))))","v":0.5},"m."]
[null,null,null,null,null,null,null,null,null,null,null,null,null,null,null,null,null,null,null,null,null,null,null,null,null,null,null,null,null,null,null,null,null,null,null,null,null,null,null,null,null,null,null,null,{"$f":"AE35*AS14*AS13","v":9.5200000000000014},"kg."]
[null,null,null,null,null,null,null,null,null,null,null,null,null,null,null,null,null,null,null,null,null,null,null,null,null,null,null,null,null,null,null,null,null,null,null,null,null,null,null,null,null,null,null,null,{"$f":"((S21+S23+S25)*AS14*AS12)+AS15","v":256.14565382579326},"kg."]
[null,null,null,null,null,null,null,null,null,null,null,null,null,null,null,null,null,null,null,null,null,null,null,null,null,null,null,null,null,null,null,null,null,null,null,null,null,null,null,null,null,null,null,null,{"$f":"AS16*SIN(AS5)","v":127.77388958967461},"kg."]
[null,null,null,null,null,null,null,null,null,null,null,null,null,null,null,null,null,null,null,null,null,null,null,null,null,null,null,null,null,null,null,null,null,null,null,null,null,null,null,null,null,null,{"$f":"IF(AR2=1,\"Use : C-Light Lip Channel\",IF(AR2=2,\"Use : Square Tube\",IF(AR2=3,\"Use : Rectangular Tube\",IF(AR2=4,\"Use : Equal leg Angel\",IF(AR2=5,\"Use : C-Channel\",IF(AR2=6,\"Use : WF-Wide Flange\",IF(AR2=7,\"Use : I-Beam\",IF(AR2=8,\"Use : Unequal leg Angel\"))))))))","v":"Use : Square Tube"}]
[]
[null,"Input Data"]
[null,"Use Steel Grade",null,null,null," =","Fe-24",null,null,null,null,null,null," roofing material",null,null,null," =",50,null,null,null,"kg./m.2",null,null,"H",null,null,null," =",2.59,null,null,null,"m."]
[null,"Es",null,null,null," =",2100000,null,null,null,"kg./cm.2",null,null,"Weight of purlin",null,null,null," =",1.1200000000000001,null,null,null,"kg./m.",null,null,"L",null,null,null," =",9,null,null,null,"m."]
[null,"Fy",null,null,null," =",{"$f":"IF(G21=\"Fe-24\",2400,IF(G21=\"Fe-30\",3000))","v":2400},null,null,null,"kg./cm.2",null,null,"Live load",null,null,null," =",30,null,null,null,"kg./m.2",null,null,"s",null,null,null," =",0.34,null,null,null,"m."]
[null,"Fb",null,null,null," =",{"$f":"0.6*G23","v":1440},null,null,null,"kg./cm.2",null,null,"Wind load",null,null,null," =",50,null,null,null,"kg./m.2",null,null,"D",null,null,null," =",1,null,null,null,"m."]
[null,"Sagrod design",null,null,null," =","No",null,null,null,null,null,null,"Weight Ect.",null,null,null," =",15,null,null,null,"kg./m.2",null,null,"Wg",null,null,null," =",{"$f":"((S21+S23+S25)*AE23)+S22","v":33.42},null,null,null,"kg./m."]
[null,"Analysis & Design",null,null,null,null,null,null,null,null,null,null,null,null,null,null,null,null,null,null,null,null,null,null,null,"Steel property",null,null,null,null,null,null,null,null,null,null,null,null,null,null,null,null,null,"C-Light Lip Channel",null,null,"Square Tube",null,null,"Rectangular Tube",null,null,"Equal leg Angle",null,null,"C-Channel",null,null,"WF-Wide Flange",null,null,"I-Beam",null,null,"Unequal leg Angle"]
[null,"ɵ",null,null,null," =",{"$f":"DEGREES(ATAN(AE21/(AE22/2)))","v":29.922817928352611},null,null,null,"degree",null,null,"Mx",null,null,null," =",{"$f":"G29*(AE24^2)/9","v":3.5454977855731666},null,null,null,"kg./m.",null,null,"Select",null,null,null,"25x25x1.6",null,null,null,null,"mm.",null,null,null,null,null,null,null,null,"Ix",{"$f":"IF(AND(AR2=1,AD27=AO342),VLOOKUP(1,AN342:BC386,9,FALSE),IF(AND(AR2=1,AD27=AO343),VLOOKUP(2,AN342:BC386,9,FALSE),IF(AND(AR2=1,AD27=AO344),VLOOKUP(3,AN342:BC386,9,FALSE),IF(AND(AR2=1,AD27=AO345),VLOOKUP(4,AN342:BC386,9,FALSE),IF(AND(AR2=1,AD27=AO346),VLOOKUP(5,AN342:BC386,9,FALSE),IF(AND(AR2=1,AD27=AO347),VLOOKUP(6,AN342:BC386,9,FALSE),IF(AND(AR2=1,AD27=AO348),VLOOKUP(7,AN342:BC386,9,FALSE),IF(AND(AR2=1,AD27=AO349),VLOOKUP(8,AN342:BC386,9,FALSE),IF(AND(AR2=1,AD27=AO350),VLOOKUP(9,AN342:BC386,9,FALSE),IF(AND(AR2=1,AD27=AO351),VLOOKUP(10,AN342:BC386,9,FALSE),IF(AND(AR2=1,AD27=AO352),VLOOKUP(11,AN342:BC386,9,FALSE),IF(AND(AR2=1,AD27=AO353),VLOOKUP(12,AN342:BC386,9,FALSE),IF(AND(AR2=1,AD27=AO354),VLOOKUP(13,AN342:BC386,9,FALSE),IF(AND(AR2=1,AD27=AO355),VLOOKUP(14,AN342:BC386,9,FALSE),IF(AND(AR2=1,AD27=AO356),VLOOKUP(15,AN342:BC386,9,FALSE),IF(AND(AR2=1,AD27=AO357),VLOOKUP(16,AN342:BC386,9,FALSE),IF(AND(AR2=1,AD27=AO358),VLOOKUP(17,AN342:BC386,9,FALSE),IF(AND(AR2=1,AD27=AO359),VLOOKUP(18,AN342:BC386,9,FALSE),IF(AND(AR2=1,AD27=AO360),VLOOKUP(19,AN342:BC386,9,FALSE),IF(AND(AR2=1,AD27=AO361),VLOOKUP(20,AN342:BC386,9,FALSE),IF(AND(AR2=1,AD27=AO362),VLOOKUP(21,AN342:BC386,9,FALSE),IF(AND(AR2=1,AD27=AO363),VLOOKUP(22,AN342:BC386,9,FALSE),IF(AND(AR2=1,AD27=AO364),VLOOKUP(23,AN342:BC386,9,FALSE),IF(AND(AR2=1,AD27=AO365),VLOOKUP(24,AN342:BC386,9,FALSE),IF(AND(AR2=1,AD27=AO366),VLOOKUP(25,AN342:BC386,9,FALSE),IF(AND(AR2=1,AD27=AO367),VLOOKUP(26,AN342:BC386,9,FALSE),IF(AND(AR2=1,AD27=AO368),VLOOKUP(27,AN342:BC386,9,FALSE),IF(AND(AR2=1,AD27=AO369),VLOOKUP(28,AN342:BC386,9,FALSE),IF(AND(AR2=1,AD27=AO370),VLOOKUP(29,AN342:BC386,9,FALSE),IF(AND(AR2=1,AD27=AO371),VLOOKUP(30,AN342:BC386,9,FALSE),IF(AND(AR2=1,AD27=AO372),VLOOKUP(31,AN342:BC386,9,FALSE),IF(AND(AR2=1,AD27=AO373),VLOOKUP(32,AN342:BC386,9,FALSE),IF(AND(AR2=1,AD27=AO374),VLOOKUP(33,AN342:BC386,9,FALSE),IF(AND(AR2=1,AD27=AO375),VLOOKUP(34,AN342:BC386,9,FALSE),IF(AND(AR2=1,AD27=AO376),VLOOKUP(35,AN342:BC386,9,FALSE),IF(AND(AR2=1,AD27=AO377),VLOOKUP(36,AN342:BC386,9,FALSE),IF(AND(AR2=1,AD27=AO378),VLOOKUP(37,AN342:BC386,9,FALSE),IF(AND(AR2=1,AD27=AO379),VLOOKUP(38,AN342:BC386,9,FALSE),IF(AND(AR2=1,AD27=AO380),VLOOKUP(39,AN342:BC386,9,FALSE),IF(AND(AR2=1,AD27=AO381),VLOOKUP(40,AN342:BC386,9,FALSE),IF(AND(AR2=1,AD27=AO382),VLOOKUP(41,AN342:BC386,9,FALSE),IF(AND(AR2=1,AD27=AO383),VLOOKUP(42,AN342:BC386,9,FALSE),IF(AND(AR2=1,AD27=AO384),VLOOKUP(43,AN342:BC386,9,FALSE),IF(AND(AR2=1,AD27=AO385),VLOOKUP(44,AN342:BC386,9,FALSE),IF(AND(AR2=1,AD27=AO386),VLOOKUP(45,AN342:BC386,9,FALSE))))))))))))))))))))))))))))))))))))))))))))))","v":false},"cm4","Ix",{"$f":"IF(AND(AR2=2,AD27=AO443),VLOOKUP(1,AN443:BH475,8,FALSE),IF(AND(AR2=2,AD27=AO444),VLOOKUP(2,AN443:BH475,8,FALSE),IF(AND(AR2=2,AD27=AO445),VLOOKUP(3,AN443:BH475,8,FALSE),IF(AND(AR2=2,AD27=AO446),VLOOKUP(4,AN443:BH475,8,FALSE),IF(AND(AR2=2,AD27=AO447),VLOOKUP(5,AN443:BH475,8,FALSE),IF(AND(AR2=2,AD27=AO448),VLOOKUP(6,AN443:BH474,8,FALSE),IF(AND(AR2=2,AD27=AO449),VLOOKUP(7,AN443:BH475,8,FALSE),IF(AND(AR2=2,AD27=AO450),VLOOKUP(8,AN443:BH475,8,FALSE),IF(AND(AR2=2,AD27=AO451),VLOOKUP(9,AN443:BH475,8,FALSE),IF(AND(AR2=2,AD27=AO452),VLOOKUP(10,AN443:BH475,8,FALSE),IF(AND(AR2=2,AD27=AO453),VLOOKUP(11,AN443:BH475,8,FALSE),IF(AND(AR2=2,AD27=AO454),VLOOKUP(12,AN443:BH475,8,FALSE),IF(AND(AR2=2,AD27=AO455),VLOOKUP(13,AN443:BH475,8,FALSE),IF(AND(AR2=2,AD27=AO456),VLOOKUP(14,AN443:BH475,8,FALSE),IF(AND(AR2=2,AD27=AO457),VLOOKUP(15,AN443:BH475,8,FALSE),IF(AND(AR2=2,AD27=AO458),VLOOKUP(16,AN443:BH475,8,FALSE),IF(AND(AR2=2,AD27=AO459),VLOOKUP(17,AN443:BH475,8,FALSE),IF(AND(AR2=2,AD27=AO460),VLOOKUP(18,AN443:BH475,8,FALSE),IF(AND(AR2=2,AD27=AO461),VLOOKUP(19,AN443:BH475,8,FALSE),IF(AND(AR2=2,AD27=AO462),VLOOKUP(20,AN443:BH475,8,FALSE),IF(AND(AR2=2,AD27=AO463),VLOOKUP(21,AN443:BH475,8,FALSE),IF(AND(AR2=2,AD27=AO464),VLOOKUP(22,AN443:BH475,8,FALSE),IF(AND(AR2=2,AD27=AO465),VLOOKUP(23,AN443:BH475,8,FALSE),IF(AND(AR2=2,AD27=AO466),VLOOKUP(24,AN443:BH475,8,FALSE),IF(AND(AR2=2,AD27=AO467),VLOOKUP(25,AN443:BH475,8,FALSE),IF(AND(AR2=2,AD27=AO468),VLOOKUP(26,AN443:BH475,8,FALSE),IF(AND(AR2=2,AD27=AO469),VLOOKUP(27,AN443:BH475,8,FALSE),IF(AND(AR2=2,AD27=AO470),VLOOKUP(28,AN443:BH475,8,FALSE),IF(AND(AR2=2,AD27=AO471),VLOOKUP(29,AN443:BH475,8,FALSE),IF(AND(AR2=2,AD27=AO472),VLOOKUP(30,AN443:BH475,8,FALSE),IF(AND(AR2=2,AD27=AO473),VLOOKUP(31,AN443:BH475,8,FALSE),IF(AND(AR2=2,AD27=AO474),VLOOKUP(32,AN443:BH475,8,FALSE),IF(AND(AR2=2,AD27=AO475),VLOOKUP(33,AN443:BH475,8,FALSE))))))))))))))))))))))))))))))))))","v":1.28},"cm4","Ix",{"$f":"IF(AND(AR2=3,AD27=AO402),VLOOKUP(1,AN402:AZ427,8,FALSE),IF(AND(AR2=3,AD27=AO403),VLOOKUP(2,AN402:AZ427,8,FALSE),IF(AND(AR2=3,AD27=AO404),VLOOKUP(3,AN402:AZ427,8,FALSE),IF(AND(AR2=3,AD27=AO405),VLOOKUP(4,AN402:AZ427,8,FALSE),IF(AND(AR2=3,AD27=AO406),VLOOKUP(5,AN402:AZ427,8,FALSE),IF(AND(AR2=3,AD27=AO407),VLOOKUP(6,AN402:AZ427,8,FALSE),IF(AND(AR2=3,AD27=AO408),VLOOKUP(7,AN402:AZ427,8,FALSE),IF(AND(AR2=3,AD27=AO409),VLOOKUP(8,AN402:AZ427,8,FALSE),IF(AND(AR2=3,AD27=AO410),VLOOKUP(9,AN402:AZ427,8,FALSE),IF(AND(AR2=3,AD27=AO411),VLOOKUP(10,AN402:AZ427,8,FALSE),IF(AND(AR2=3,AD27=AO412),VLOOKUP(11,AN402:AZ427,8,FALSE),IF(AND(AR2=3,AD27=AO413),VLOOKUP(12,AN402:AZ427,8,FALSE),IF(AND(AR2=3,AD27=AO414),VLOOKUP(13,AN402:AZ427,8,FALSE),IF(AND(AR2=3,AD27=AO415),VLOOKUP(14,AN402:AZ427,8,FALSE),IF(AND(AR2=3,AD27=AO416),VLOOKUP(15,AN402:AZ427,8,FALSE),IF(AND(AR2=3,AD27=AO417),VLOOKUP(16,AN402:AZ427,8,FALSE),IF(AND(AR2=3,AD27=AO418),VLOOKUP(17,AN402:AZ427,8,FALSE),IF(AND(AR2=3,AD27=AO419),VLOOKUP(18,AN402:AZ427,8,FALSE),IF(AND(AR2=3,AD27=AO420),VLOOKUP(19,AN402:AZ427,8,FALSE),IF(AND(AR2=3,AD27=AO421),VLOOKUP(20,AN402:AZ427,8,FALSE),IF(AND(AR2=3,AD27=AO422),VLOOKUP(21,AN402:AZ427,8,FALSE),IF(AND(AR2=3,AD27=AO423),VLOOKUP(22,AN402:AZ427,8,FALSE),IF(AND(AR2=3,AD27=AO424),VLOOKUP(23,AN402:AZ427,8,FALSE),IF(AND(AR2=3,AD27=AO425),VLOOKUP(24,AN402:AZ427,8,FALSE),IF(AND(AR2=3,AD27=AO426),VLOOKUP(25,AN402:AZ427,8,FALSE),IF(AND(AR2=3,AD27=AO427),VLOOKUP(26,AN402:AZ427,8,FALSE)))))))))))))))))))))))))))","v":false},"cm4","Ix",{"$f":"IF(AND(AR2=4,AD27=AO157),VLOOKUP(1,AN157:BG202,11,FALSE),IF(AND(AR2=4,AD27=AO158),VLOOKUP(2,AN157:BG202,11,FALSE),IF(AND(AR2=4,AD27=AO159),VLOOKUP(3,AN157:BG202,11,FALSE),IF(AND(AR2=4,AD27=AO160),VLOOKUP(4,AN157:BG202,11,FALSE),IF(AND(AR2=4,AD27=AO161),VLOOKUP(5,AN157:BG202,11,FALSE),IF(AND(AR2=4,AD27=AO162),VLOOKUP(6,AN157:BG202,11,FALSE),IF(AND(AR2=4,AD27=AO163),VLOOKUP(7,AN157:BG202,11,FALSE),IF(AND(AR2=4,AD27=AO164),VLOOKUP(8,AN157:BG202,11,FALSE),IF(AND(AR2=4,AD27=AO165),VLOOKUP(9,AN157:BG202,11,FALSE),IF(AND(AR2=4,AD27=AO166),VLOOKUP(10,AN157:BG202,11,FALSE),IF(AND(AR2=4,AD27=AO167),VLOOKUP(11,AN157:BG202,11,FALSE),IF(AND(AR2=4,AD27=AO168),VLOOKUP(12,AN157:BG202,11,FALSE),IF(AND(AR2=4,AD27=AO169),VLOOKUP(13,AN157:BG202,11,FALSE),IF(AND(AR2=4,AD27=AO170),VLOOKUP(14,AN157:BG202,11,FALSE),IF(AND(AR2=4,AD27=AO171),VLOOKUP(15,AN157:BG202,11,FALSE),IF(AND(AR2=4,AD27=AO172),VLOOKUP(16,AN157:BG202,11,FALSE),IF(AND(AR2=4,AD27=AO173),VLOOKUP(17,AN157:BG202,11,FALSE),IF(AND(AR2=4,AD27=AO174),VLOOKUP(18,AN157:BG202,11,FALSE),IF(AND(AR2=4,AD27=AO175),VLOOKUP(19,AN157:BG202,11,FALSE),IF(AND(AR2=4,AD27=AO176),VLOOKUP(20,AN157:BG202,11,FALSE),IF(AND(AR2=4,AD27=AO177),VLOOKUP(21,AN157:BG202,11,FALSE),IF(AND(AR2=4,AD27=AO178),VLOOKUP(22,AN157:BG202,11,FALSE),IF(AND(AR2=4,AD27=AO179),VLOOKUP(23,AN157:BG202,11,FALSE),IF(AND(AR2=4,AD27=AO180),VLOOKUP(24,AN157:BG202,11,FALSE),IF(AND(AR2=4,AD27=AO181),VLOOKUP(25,AN157:BG202,11,FALSE),IF(AND(AR2=4,AD27=AO182),VLOOKUP(26,AN157:BG202,11,FALSE),IF(AND(AR2=4,AD27=AO183),VLOOKUP(27,AN157:BG202,11,FALSE),IF(AND(AR2=4,AD27=AO184),VLOOKUP(28,AN157:BG202,11,FALSE),IF(AND(AR2=4,AD27=AO185),VLOOKUP(29,AN157:BG202,11,FALSE),IF(AND(AR2=4,AD27=AO186),VLOOKUP(30,AN157:BG202,11,FALSE),IF(AND(AR2=4,AD27=AO187),VLOOKUP(31,AN157:BG202,11,FALSE),IF(AND(AR2=4,AD27=AO188),VLOOKUP(32,AN157:BG202,11,FALSE),IF(AND(AR2=4,AD27=AO189),VLOOKUP(33,AN157:BG202,11,FALSE),IF(AND(AR2=4,AD27=AO190),VLOOKUP(34,AN157:BG202,11,FALSE),IF(AND(AR2=4,AD27=AO191),VLOOKUP(35,AN157:BG202,11,FALSE),IF(AND(AR2=4,AD27=AO192),VLOOKUP(36,AN157:BG202,11,FALSE),IF(AND(AR2=4,AD27=AO193),VLOOKUP(37,AN157:BG202,11,FALSE),IF(AND(AR2=4,AD27=AO194),VLOOKUP(38,AN157:BG202,11,FALSE),IF(AND(AR2=4,AD27=AO195),VLOOKUP(39,AN157:BG202,11,FALSE),IF(AND(AR2=4,AD27=AO196),VLOOKUP(40,AN157:BG202,11,FALSE),IF(AND(AR2=4,AD27=AO197),VLOOKUP(41,AN157:BG202,11,FALSE),IF(AND(AR2=4,AD27=AO198),VLOOKUP(42,AN157:BG202,11,FALSE),IF(AND(AR2=4,AD27=AO199),VLOOKUP(43,AN157:BG202,11,FALSE),IF(AND(AR2=4,AD27=AO200),VLOOKUP(44,AN157:BG202,11,FALSE),IF(AND(AR2=4,AD27=AO201),VLOOKUP(45,AN157:BG202,11,FALSE),IF(AND(AR2=4,AD27=AO202),VLOOKUP(46,AN157:BG202,11,FALSE)))))))))))))))))))))))))))))))))))))))))))))))","v":false},"cm4","Ix",{"$f":"IF(AND(AR2=5,AD27=AO126),VLOOKUP(1,AN126:BD141,12,FALSE),IF(AND(AR2=5,AD27=AO127),VLOOKUP(2,AN126:BD141,12,FALSE),IF(AND(AR2=5,AD27=AO128),VLOOKUP(3,AN126:BD141,12,FALSE),IF(AND(AR2=5,AD27=AO129),VLOOKUP(4,AN126:BD141,12,FALSE),IF(AND(AR2=5,AD27=AO130),VLOOKUP(5,AN126:BD141,12,FALSE),IF(AND(AR2=5,AD27=AO131),VLOOKUP(6,AN126:BD141,12,FALSE),IF(AND(AR2=5,AD27=AO132),VLOOKUP(7,AN126:BD141,12,FALSE),IF(AND(AR2=5,AD27=AO133),VLOOKUP(8,AN126:BD141,12,FALSE),IF(AND(AR2=5,AD27=AO134),VLOOKUP(9,AN126:BD141,12,FALSE),IF(AND(AR2=5,AD27=AO135),VLOOKUP(10,AN126:BD141,12,FALSE),IF(AND(AR2=5,AD27=AO136),VLOOKUP(11,AN126:BD141,12,FALSE),IF(AND(AR2=5,AD27=AO137),VLOOKUP(12,AN126:BD141,12,FALSE),IF(AND(AR2=5,AD27=AO138),VLOOKUP(13,AN126:BD141,12,FALSE),IF(AND(AR2=5,AD27=AO139),VLOOKUP(14,AN126:BD141,12,FALSE),IF(AND(AR2=5,AD27=AO140),VLOOKUP(15,AN126:BD141,12,FALSE),IF(AND(AR2=5,AD27=AO141),VLOOKUP(16,AN126:BD141,12,FALSE)))))))))))))))))","v":false},"cm4","Ix",{"$f":"IF(AND(AR2=6,AD27=AO218),VLOOKUP(1,AN218:BQ290,18,FALSE),IF(AND(AR2=6,AD27=AO219),VLOOKUP(2,AN218:BQ290,18,FALSE),IF(AND(AR2=6,AD27=AO220),VLOOKUP(3,AN218:BQ290,18,FALSE),IF(AND(AR2=6,AD27=AO221),VLOOKUP(4,AN218:BQ290,18,FALSE),IF(AND(AR2=6,AD27=AO222),VLOOKUP(5,AN218:BQ290,18,FALSE),IF(AND(AR2=6,AD27=AO223),VLOOKUP(6,AN218:BQ290,18,FALSE),IF(AND(AR2=6,AD27=AO224),VLOOKUP(7,AN218:BQ290,18,FALSE),IF(AND(AR2=6,AD27=AO225),VLOOKUP(8,AN218:BQ290,18,FALSE),IF(AND(AR2=6,AD27=AO226),VLOOKUP(9,AN218:BQ290,18,FALSE),IF(AND(AR2=6,AD27=AO227),VLOOKUP(10,AN218:BQ290,18,FALSE),IF(AND(AR2=6,AD27=AO228),VLOOKUP(11,AN218:BQ290,18,FALSE),IF(AND(AR2=6,AD27=AO229),VLOOKUP(12,AN218:BQ290,18,FALSE),IF(AND(AR2=6,AD27=AO230),VLOOKUP(13,AN218:BQ290,18,FALSE),IF(AND(AR2=6,AD27=AO231),VLOOKUP(14,AN218:BQ290,18,FALSE),IF(AND(AR2=6,AD27=AO232),VLOOKUP(15,AN218:BQ290,18,FALSE),IF(AND(AR2=6,AD27=AO233),VLOOKUP(16,AN218:BQ290,18,FALSE),IF(AND(AR2=6,AD27=AO234),VLOOKUP(17,AN218:BQ290,18,FALSE),IF(AND(AR2=6,AD27=AO235),VLOOKUP(18,AN218:BQ290,18,FALSE),IF(AND(AR2=6,AD27=AO236),VLOOKUP(19,AN218:BQ290,18,FALSE),IF(AND(AR2=6,AD27=AO237),VLOOKUP(20,AN218:BQ290,18,FALSE),IF(AND(AR2=6,AD27=AO238),VLOOKUP(21,AN218:BQ290,18,FALSE),IF(AND(AR2=6,AD27=AO239),VLOOKUP(22,AN218:BQ290,18,FALSE),IF(AND(AR2=6,AD27=AO240),VLOOKUP(23,AN218:BQ290,18,FALSE),IF(AND(AR2=6,AD27=AO241),VLOOKUP(24,AN218:BQ290,18,FALSE),IF(AND(AR2=6,AD27=AO242),VLOOKUP(25,AN218:BQ290,18,FALSE),IF(AND(AR2=6,AD27=AO243),VLOOKUP(26,AN218:BQ290,18,FALSE),IF(AND(AR2=6,AD27=AO244),VLOOKUP(27,AN218:BQ290,18,FALSE),IF(AND(AR2=6,AD27=AO245),VLOOKUP(28,AN218:BQ290,18,FALSE),IF(AND(AR2=6,AD27=AO246),VLOOKUP(29,AN218:BQ290,18,FALSE),IF(AND(AR2=6,AD27=AO247),VLOOKUP(30,AN218:BQ290,18,FALSE),IF(AND(AR2=6,AD27=AO248),VLOOKUP(31,AN218:BQ290,18,FALSE),IF(AND(AR2=6,AD27=AO249),VLOOKUP(32,AN218:BQ290,18,FALSE),IF(AND(AR2=6,AD27=AO250),VLOOKUP(33,AN218:BQ290,18,FALSE),IF(AND(AR2=6,AD27=AO251),VLOOKUP(34,AN218:BQ290,18,FALSE),IF(AND(AR2=6,AD27=AO252),VLOOKUP(35,AN218:BQ290,18,FALSE),IF(AND(AR2=6,AD27=AO253),VLOOKUP(36,AN218:BQ290,18,FALSE),IF(AND(AR2=6,AD27=AO254),VLOOKUP(37,AN218:BQ290,18,FALSE),IF(AND(AR2=6,AD27=AO255),VLOOKUP(38,AN218:BQ290,18,FALSE),IF(AND(AR2=6,AD27=AO256),VLOOKUP(39,AN218:BQ290,18,FALSE),IF(AND(AR2=6,AD27=AO257),VLOOKUP(40,AN218:BQ290,18,FALSE),IF(AND(AR2=6,AD27=AO258),VLOOKUP(41,AN218:BQ290,18,FALSE),IF(AND(AR2=6,AD27=AO259),VLOOKUP(42,AN218:BQ290,18,FALSE),IF(AND(AR2=6,AD27=AO260),VLOOKUP(43,AN218:BQ290,18,FALSE),IF(AND(AR2=6,AD27=AO261),VLOOKUP(44,AN218:BQ290,18,FALSE),IF(AND(AR2=6,AD27=AO262),VLOOKUP(45,AN218:BQ290,18,FALSE),IF(AND(AR2=6,AD27=AO263),VLOOKUP(46,AN218:BQ290,18,FALSE),IF(AND(AR2=6,AD27=AO264),VLOOKUP(47,AN218:BQ290,18,FALSE),IF(AND(AR2=6,AD27=AO265),VLOOKUP(48,AN218:BQ290,18,FALSE),IF(AND(AR2=6,AD27=AO266),VLOOKUP(49,AN218:BQ290,18,FALSE),IF(AND(AR2=6,AD27=AO267),VLOOKUP(50,AN218:BQ290,18,FALSE),IF(AND(AR2=6,AD27=AO268),VLOOKUP(51,AN218:BQ290,18,FALSE),IF(AND(AR2=6,AD27=AO269),VLOOKUP(52,AN218:BQ290,18,FALSE),IF(AND(AR2=6,AD27=AO270),VLOOKUP(53,AN218:BQ290,18,FALSE),IF(AND(AR2=6,AD27=AO271),VLOOKUP(54,AN218:BQ290,18,FALSE),IF(AND(AR2=6,AD27=AO272),VLOOKUP(55,AN218:BQ290,18,FALSE),IF(AND(AR2=6,AD27=AO273),VLOOKUP(56,AN218:BQ290,18,FALSE),IF(AND(AR2=6,AD27=AO274),VLOOKUP(57,AN218:BQ290,18,FALSE),IF(AND(AR2=6,AD27=AO275),VLOOKUP(58,AN218:BQ290,18,FALSE),IF(AND(AR2=6,AD27=AO276),VLOOKUP(59,AN218:BQ290,18,FALSE),IF(AND(AR2=6,AD27=AO277),VLOOKUP(60,AN218:BQ290,18,FALSE),IF(AND(AR2=6,AD27=AO278),VLOOKUP(61,AN218:BQ290,18,FALSE),IF(AND(AR2=6,AD27=AO279),VLOOKUP(62,AN218:BQ290,18,FALSE),IF(AND(AR2=6,AD27=AO280),VLOOKUP(63,AN218:BQ290,18,FALSE),IF(AND(AR2=6,AD27=AO281),VLOOKUP(64,AN218:BQ290,18,FALSE)))))))))))))))))))))))))))))))))))))))))))))))))))))))))))))))))","v":false},"cm4","Ix",{"$f":"IF(AND(AR2=7,AD27=AO308),VLOOKUP(1,AN308:BB327,10,FALSE),IF(AND(AR2=7,AD27=AO309),VLOOKUP(2,AN308:BB327,10,FALSE),IF(AND(AR2=7,AD27=AO310),VLOOKUP(3,AN308:BB327,10,FALSE),IF(AND(AR2=7,AD27=AO311),VLOOKUP(4,AN308:BB327,10,FALSE),IF(AND(AR2=7,AD27=AO312),VLOOKUP(5,AN308:BB327,10,FALSE),IF(AND(AR2=7,AD27=AO313),VLOOKUP(6,AN308:BB327,10,FALSE),IF(AND(AR2=7,AD27=AO314),VLOOKUP(7,AN308:BB327,10,FALSE),IF(AND(AR2=7,AD27=AO315),VLOOKUP(8,AN308:BB327,10,FALSE),IF(AND(AR2=7,AD27=AO316),VLOOKUP(9,AN308:BB327,10,FALSE),IF(AND(AR2=7,AD27=AO317),VLOOKUP(10,AN308:BB327,10,FALSE),IF(AND(AR2=7,AD27=AO318),VLOOKUP(11,AN308:BB327,10,FALSE),IF(AND(AR2=7,AD27=AO319),VLOOKUP(12,AN308:BB327,10,FALSE),IF(AND(AR2=7,AD27=AO320),VLOOKUP(13,AN308:BB327,10,FALSE),IF(AND(AR2=7,AD27=AO321),VLOOKUP(14,AN308:BB327,10,FALSE),IF(AND(AR2=7,AD27=AO322),VLOOKUP(15,AN308:BB327,10,FALSE),IF(AND(AR2=7,AD27=AO323),VLOOKUP(16,AN308:BB327,10,FALSE),IF(AND(AR2=7,AD27=AO324),VLOOKUP(17,AN308:BB327,10,FALSE),IF(AND(AR2=7,AD27=AO325),VLOOKUP(18,AN308:BB327,10,FALSE),IF(AND(AR2=7,AD27=AO326),VLOOKUP(19,AN308:BB327,10,FALSE),IF(AND(AR2=7,AD27=AO327),VLOOKUP(20,AN308:BB327,10,FALSE)))))))))))))))))))))","v":false},"cm4","Ix",{"$f":"IF(AND(AR2=8,AD27=AO1062),VLOOKUP(1,AN1062:BG1074,11,FALSE),IF(AND(AR2=8,AD27=AO1063),VLOOKUP(2,AN1062:BG1074,11,FALSE),IF(AND(AR2=8,AD27=AO1064),VLOOKUP(3,AN1062:BG1074,11,FALSE),IF(AND(AR2=8,AD27=AO1065),VLOOKUP(4,AN1062:BG1074,11,FALSE),IF(AND(AR2=8,AD27=AO1066),VLOOKUP(5,AN1062:BG1074,11,FALSE),IF(AND(AR2=8,AD27=AO1067),VLOOKUP(6,AN1062:BG1074,11,FALSE),IF(AND(AR2=8,AD27=AO1068),VLOOKUP(7,AN1062:BG1074,11,FALSE),IF(AND(AR2=8,AD27=AO1069),VLOOKUP(8,AN1062:BG1074,11,FALSE),IF(AND(AR2=8,AD27=AO1070),VLOOKUP(9,AN1062:BG1074,11,FALSE),IF(AND(AR2=8,AD27=AO1071),VLOOKUP(10,AN1062:BG1074,11,FALSE),IF(AND(AR2=8,AD27=AO1072),VLOOKUP(11,AN1062:BG1074,11,FALSE),IF(AND(AR2=8,AD27=AO1073),VLOOKUP(12,AN1062:BG1074,11,FALSE),IF(AND(AR2=8,AD27=AO1074),VLOOKUP(13,AN1062:BG1074,11,FALSE))))))))))))))","v":false},"cm4"]
[null,"Wx",null,null,null," =",{"$f":"AE25*SIN(AS5)","v":16.670996857870271},null,null,null,"kg./m.",null,null,"My",null,null,null," =",{"$f":"IF(AND(G25=\"Yes\",AE37=1),G28*((AE24/2)^2)/9,IF(AND(G25=\"Yes\",AE37=2),G28*((AE24/3)^2)/9,IF(AND(G25=\"Yes\",AE37=3),G28*((AE24/4)^2)/9,IF(AND(G25=\"Yes\",AE37=4),G28*((AE24/5)^2)/9,IF(G25=\"No\",G28*((AE24)^2)/9)))))","v":1.852332984207808},null,null,null,"kg./m.",null,null,"Ix",null,null,null," =",{"$f":"IF(AND(AS27=FALSE,AV27=FALSE,AY27=FALSE,BB27=FALSE,BE27=FALSE,BH27=FALSE,BK27=FALSE,BN27=FALSE),0.0001,IF(AR2=1,AS27,IF(AR2=2,AV27,IF(AR2=3,AY27,IF(AR2=4,BB27,IF(AR2=5,BE27,IF(AR2=6,BH27,IF(AR2=7,BK27,IF(AR2=8,BN27)))))))))","v":1.28},null,null,null,"cm4",null,null,null,null,null,null,null,null,"Iy",{"$f":"IF(AND(AR2=1,AD27=AO342),VLOOKUP(1,AN342:BC386,10,FALSE),IF(AND(AR2=1,AD27=AO343),VLOOKUP(2,AN342:BC386,10,FALSE),IF(AND(AR2=1,AD27=AO344),VLOOKUP(3,AN342:BC386,10,FALSE),IF(AND(AR2=1,AD27=AO345),VLOOKUP(4,AN342:BC386,10,FALSE),IF(AND(AR2=1,AD27=AO346),VLOOKUP(5,AN342:BC386,10,FALSE),IF(AND(AR2=1,AD27=AO347),VLOOKUP(6,AN342:BC386,10,FALSE),IF(AND(AR2=1,AD27=AO348),VLOOKUP(7,AN342:BC386,10,FALSE),IF(AND(AR2=1,AD27=AO349),VLOOKUP(8,AN342:BC386,10,FALSE),IF(AND(AR2=1,AD27=AO350),VLOOKUP(9,AN342:BC386,10,FALSE),IF(AND(AR2=1,AD27=AO351),VLOOKUP(10,AN342:BC386,10,FALSE),IF(AND(AR2=1,AD27=AO352),VLOOKUP(11,AN342:BC386,10,FALSE),IF(AND(AR2=1,AD27=AO353),VLOOKUP(12,AN342:BC386,10,FALSE),IF(AND(AR2=1,AD27=AO354),VLOOKUP(13,AN342:BC386,10,FALSE),IF(AND(AR2=1,AD27=AO355),VLOOKUP(14,AN342:BC386,10,FALSE),IF(AND(AR2=1,AD27=AO356),VLOOKUP(15,AN342:BC386,10,FALSE),IF(AND(AR2=1,AD27=AO357),VLOOKUP(16,AN342:BC386,10,FALSE),IF(AND(AR2=1,AD27=AO358),VLOOKUP(17,AN342:BC386,10,FALSE),IF(AND(AR2=1,AD27=AO359),VLOOKUP(18,AN342:BC386,10,FALSE),IF(AND(AR2=1,AD27=AO360),VLOOKUP(19,AN342:BC386,10,FALSE),IF(AND(AR2=1,AD27=AO361),VLOOKUP(20,AN342:BC386,10,FALSE),IF(AND(AR2=1,AD27=AO362),VLOOKUP(21,AN342:BC386,10,FALSE),IF(AND(AR2=1,AD27=AO363),VLOOKUP(22,AN342:BC386,10,FALSE),IF(AND(AR2=1,AD27=AO364),VLOOKUP(23,AN342:BC386,10,FALSE),IF(AND(AR2=1,AD27=AO365),VLOOKUP(24,AN342:BC386,10,FALSE),IF(AND(AR2=1,AD27=AO366),VLOOKUP(25,AN342:BC386,10,FALSE),IF(AND(AR2=1,AD27=AO367),VLOOKUP(26,AN342:BC386,10,FALSE),IF(AND(AR2=1,AD27=AO368),VLOOKUP(27,AN342:BC386,10,FALSE),IF(AND(AR2=1,AD27=AO369),VLOOKUP(28,AN342:BC386,10,FALSE),IF(AND(AR2=1,AD27=AO370),VLOOKUP(29,AN342:BC386,10,FALSE),IF(AND(AR2=1,AD27=AO371),VLOOKUP(30,AN342:BC386,10,FALSE),IF(AND(AR2=1,AD27=AO372),VLOOKUP(31,AN342:BC386,10,FALSE),IF(AND(AR2=1,AD27=AO373),VLOOKUP(32,AN342:BC386,10,FALSE),IF(AND(AR2=1,AD27=AO374),VLOOKUP(33,AN342:BC386,10,FALSE),IF(AND(AR2=1,AD27=AO375),VLOOKUP(34,AN342:BC386,10,FALSE),IF(AND(AR2=1,AD27=AO376),VLOOKUP(35,AN342:BC386,10,FALSE),IF(AND(AR2=1,AD27=AO377),VLOOKUP(36,AN342:BC386,10,FALSE),IF(AND(AR2=1,AD27=AO378),VLOOKUP(37,AN342:BC386,10,FALSE),IF(AND(AR2=1,AD27=AO379),VLOOKUP(38,AN342:BC386,10,FALSE),IF(AND(AR2=1,AD27=AO380),VLOOKUP(39,AN342:BC386,10,FALSE),IF(AND(AR2=1,AD27=AO381),VLOOKUP(40,AN342:BC386,10,FALSE),IF(AND(AR2=1,AD27=AO382),VLOOKUP(41,AN342:BC386,10,FALSE),IF(AND(AR2=1,AD27=AO383),VLOOKUP(42,AN342:BC386,10,FALSE),IF(AND(AR2=1,AD27=AO384),VLOOKUP(43,AN342:BC386,10,FALSE),IF(AND(AR2=1,AD27=AO385),VLOOKUP(44,AN342:BC386,10,FALSE),IF(AND(AR2=1,AD27=AO386),VLOOKUP(45,AN342:BC386,10,FALSE))))))))))))))))))))))))))))))))))))))))))))))","v":false},"cm4","Iy",{"$f":"IF(AND(AR2=2,AD27=AO443),VLOOKUP(1,AN443:BH475,8,FALSE),IF(AND(AR2=2,AD27=AO444),VLOOKUP(2,AN443:BH475,8,FALSE),IF(AND(AR2=2,AD27=AO445),VLOOKUP(3,AN443:BH475,8,FALSE),IF(AND(AR2=2,AD27=AO446),VLOOKUP(4,AN443:BH475,8,FALSE),IF(AND(AR2=2,AD27=AO447),VLOOKUP(5,AN443:BH475,8,FALSE),IF(AND(AR2=2,AD27=AO448),VLOOKUP(6,AN443:BH474,8,FALSE),IF(AND(AR2=2,AD27=AO449),VLOOKUP(7,AN443:BH475,8,FALSE),IF(AND(AR2=2,AD27=AO450),VLOOKUP(8,AN443:BH475,8,FALSE),IF(AND(AR2=2,AD27=AO451),VLOOKUP(9,AN443:BH475,8,FALSE),IF(AND(AR2=2,AD27=AO452),VLOOKUP(10,AN443:BH475,8,FALSE),IF(AND(AR2=2,AD27=AO453),VLOOKUP(11,AN443:BH475,8,FALSE),IF(AND(AR2=2,AD27=AO454),VLOOKUP(12,AN443:BH475,8,FALSE),IF(AND(AR2=2,AD27=AO455),VLOOKUP(13,AN443:BH475,8,FALSE),IF(AND(AR2=2,AD27=AO456),VLOOKUP(14,AN443:BH475,8,FALSE),IF(AND(AR2=2,AD27=AO457),VLOOKUP(15,AN443:BH475,8,FALSE),IF(AND(AR2=2,AD27=AO458),VLOOKUP(16,AN443:BH475,8,FALSE),IF(AND(AR2=2,AD27=AO459),VLOOKUP(17,AN443:BH475,8,FALSE),IF(AND(AR2=2,AD27=AO460),VLOOKUP(18,AN443:BH475,8,FALSE),IF(AND(AR2=2,AD27=AO461),VLOOKUP(19,AN443:BH475,8,FALSE),IF(AND(AR2=2,AD27=AO462),VLOOKUP(20,AN443:BH475,8,FALSE),IF(AND(AR2=2,AD27=AO463),VLOOKUP(21,AN443:BH475,8,FALSE),IF(AND(AR2=2,AD27=AO464),VLOOKUP(22,AN443:BH475,8,FALSE),IF(AND(AR2=2,AD27=AO465),VLOOKUP(23,AN443:BH475,8,FALSE),IF(AND(AR2=2,AD27=AO466),VLOOKUP(24,AN443:BH475,8,FALSE),IF(AND(AR2=2,AD27=AO467),VLOOKUP(25,AN443:BH475,8,FALSE),IF(AND(AR2=2,AD27=AO468),VLOOKUP(26,AN443:BH475,8,FALSE),IF(AND(AR2=2,AD27=AO469),VLOOKUP(27,AN443:BH475,8,FALSE),IF(AND(AR2=2,AD27=AO470),VLOOKUP(28,AN443:BH475,8,FALSE),IF(AND(AR2=2,AD27=AO471),VLOOKUP(29,AN443:BH475,8,FALSE),IF(AND(AR2=2,AD27=AO472),VLOOKUP(30,AN443:BH475,8,FALSE),IF(AND(AR2=2,AD27=AO473),VLOOKUP(31,AN443:BH475,8,FALSE),IF(AND(AR2=2,AD27=AO474),VLOOKUP(32,AN443:BH475,8,FALSE),IF(AND(AR2=2,AD27=AO475),VLOOKUP(33,AN443:BH475,8,FALSE))))))))))))))))))))))))))))))))))","v":1.28},"cm4","Iy",{"$f":"IF(AND(AR2=3,AD27=AO402),VLOOKUP(1,AN402:AZ427,9,FALSE),IF(AND(AR2=3,AD27=AO403),VLOOKUP(2,AN402:AZ427,9,FALSE),IF(AND(AR2=3,AD27=AO404),VLOOKUP(3,AN402:AZ427,9,FALSE),IF(AND(AR2=3,AD27=AO405),VLOOKUP(4,AN402:AZ427,9,FALSE),IF(AND(AR2=3,AD27=AO406),VLOOKUP(5,AN402:AZ427,9,FALSE),IF(AND(AR2=3,AD27=AO407),VLOOKUP(6,AN402:AZ427,9,FALSE),IF(AND(AR2=3,AD27=AO408),VLOOKUP(7,AN402:AZ427,9,FALSE),IF(AND(AR2=3,AD27=AO409),VLOOKUP(8,AN402:AZ427,9,FALSE),IF(AND(AR2=3,AD27=AO410),VLOOKUP(9,AN402:AZ427,9,FALSE),IF(AND(AR2=3,AD27=AO411),VLOOKUP(10,AN402:AZ427,9,FALSE),IF(AND(AR2=3,AD27=AO412),VLOOKUP(11,AN402:AZ427,9,FALSE),IF(AND(AR2=3,AD27=AO413),VLOOKUP(12,AN402:AZ427,9,FALSE),IF(AND(AR2=3,AD27=AO414),VLOOKUP(13,AN402:AZ427,9,FALSE),IF(AND(AR2=3,AD27=AO415),VLOOKUP(14,AN402:AZ427,9,FALSE),IF(AND(AR2=3,AD27=AO416),VLOOKUP(15,AN402:AZ427,9,FALSE),IF(AND(AR2=3,AD27=AO417),VLOOKUP(16,AN402:AZ427,9,FALSE),IF(AND(AR2=3,AD27=AO418),VLOOKUP(17,AN402:AZ427,9,FALSE),IF(AND(AR2=3,AD27=AO419),VLOOKUP(18,AN402:AZ427,9,FALSE),IF(AND(AR2=3,AD27=AO420),VLOOKUP(19,AN402:AZ427,9,FALSE),IF(AND(AR2=3,AD27=AO421),VLOOKUP(20,AN402:AZ427,9,FALSE),IF(AND(AR2=3,AD27=AO422),VLOOKUP(21,AN402:AZ427,9,FALSE),IF(AND(AR2=3,AD27=AO423),VLOOKUP(22,AN402:AZ427,9,FALSE),IF(AND(AR2=3,AD27=AO424),VLOOKUP(23,AN402:AZ427,9,FALSE),IF(AND(AR2=3,AD27=AO425),VLOOKUP(24,AN402:AZ427,9,FALSE),IF(AND(AR2=3,AD27=AO426),VLOOKUP(25,AN402:AZ427,9,FALSE),IF(AND(AR2=3,AD27=AO427),VLOOKUP(26,AN402:AZ427,9,FALSE)))))))))))))))))))))))))))","v":false},"cm4","Iy",{"$f":"BB27","v":false},"cm4","Iy",{"$f":"IF(AND(AR2=5,AD27=AO126),VLOOKUP(1,AN126:BD141,13,FALSE),IF(AND(AR2=5,AD27=AO127),VLOOKUP(2,AN126:BD141,13,FALSE),IF(AND(AR2=5,AD27=AO128),VLOOKUP(3,AN126:BD141,13,FALSE),IF(AND(AR2=5,AD27=AO129),VLOOKUP(4,AN126:BD141,13,FALSE),IF(AND(AR2=5,AD27=AO130),VLOOKUP(5,AN126:BD141,13,FALSE),IF(AND(AR2=5,AD27=AO131),VLOOKUP(6,AN126:BD141,13,FALSE),IF(AND(AR2=5,AD27=AO132),VLOOKUP(7,AN126:BD141,13,FALSE),IF(AND(AR2=5,AD27=AO133),VLOOKUP(8,AN126:BD141,13,FALSE),IF(AND(AR2=5,AD27=AO134),VLOOKUP(9,AN126:BD141,13,FALSE),IF(AND(AR2=5,AD27=AO135),VLOOKUP(10,AN126:BD141,13,FALSE),IF(AND(AR2=5,AD27=AO136),VLOOKUP(11,AN126:BD141,13,FALSE),IF(AND(AR2=5,AD27=AO137),VLOOKUP(12,AN126:BD141,13,FALSE),IF(AND(AR2=5,AD27=AO138),VLOOKUP(13,AN126:BD141,13,FALSE),IF(AND(AR2=5,AD27=AO139),VLOOKUP(14,AN126:BD141,13,FALSE),IF(AND(AR2=5,AD27=AO140),VLOOKUP(15,AN126:BD141,13,FALSE),IF(AND(AR2=5,AD27=AO141),VLOOKUP(16,AN126:BD141,13,FALSE)))))))))))))))))","v":false},"cm4","Iy",{"$f":"IF(AND(AR2=6,AD27=AO218),VLOOKUP(1,AN218:BQ290,20,FALSE),IF(AND(AR2=6,AD27=AO219),VLOOKUP(2,AN218:BQ290,20,FALSE),IF(AND(AR2=6,AD27=AO220),VLOOKUP(3,AN218:BQ290,20,FALSE),IF(AND(AR2=6,AD27=AO221),VLOOKUP(4,AN218:BQ290,20,FALSE),IF(AND(AR2=6,AD27=AO222),VLOOKUP(5,AN218:BQ290,20,FALSE),IF(AND(AR2=6,AD27=AO223),VLOOKUP(6,AN218:BQ290,20,FALSE),IF(AND(AR2=6,AD27=AO224),VLOOKUP(7,AN218:BQ290,20,FALSE),IF(AND(AR2=6,AD27=AO225),VLOOKUP(8,AN218:BQ290,20,FALSE),IF(AND(AR2=6,AD27=AO226),VLOOKUP(9,AN218:BQ290,20,FALSE),IF(AND(AR2=6,AD27=AO227),VLOOKUP(10,AN218:BQ290,20,FALSE),IF(AND(AR2=6,AD27=AO228),VLOOKUP(11,AN218:BQ290,20,FALSE),IF(AND(AR2=6,AD27=AO229),VLOOKUP(12,AN218:BQ290,20,FALSE),IF(AND(AR2=6,AD27=AO230),VLOOKUP(13,AN218:BQ290,20,FALSE),IF(AND(AR2=6,AD27=AO231),VLOOKUP(14,AN218:BQ290,20,FALSE),IF(AND(AR2=6,AD27=AO232),VLOOKUP(15,AN218:BQ290,20,FALSE),IF(AND(AR2=6,AD27=AO233),VLOOKUP(16,AN218:BQ290,20,FALSE),IF(AND(AR2=6,AD27=AO234),VLOOKUP(17,AN218:BQ290,20,FALSE),IF(AND(AR2=6,AD27=AO235),VLOOKUP(18,AN218:BQ290,20,FALSE),IF(AND(AR2=6,AD27=AO236),VLOOKUP(19,AN218:BQ290,20,FALSE),IF(AND(AR2=6,AD27=AO237),VLOOKUP(20,AN218:BQ290,20,FALSE),IF(AND(AR2=6,AD27=AO238),VLOOKUP(21,AN218:BQ290,20,FALSE),IF(AND(AR2=6,AD27=AO239),VLOOKUP(22,AN218:BQ290,20,FALSE),IF(AND(AR2=6,AD27=AO240),VLOOKUP(23,AN218:BQ290,20,FALSE),IF(AND(AR2=6,AD27=AO241),VLOOKUP(24,AN218:BQ290,20,FALSE),IF(AND(AR2=6,AD27=AO242),VLOOKUP(25,AN218:BQ290,20,FALSE),IF(AND(AR2=6,AD27=AO243),VLOOKUP(26,AN218:BQ290,20,FALSE),IF(AND(AR2=6,AD27=AO244),VLOOKUP(27,AN218:BQ290,20,FALSE),IF(AND(AR2=6,AD27=AO245),VLOOKUP(28,AN218:BQ290,20,FALSE),IF(AND(AR2=6,AD27=AO246),VLOOKUP(29,AN218:BQ290,20,FALSE),IF(AND(AR2=6,AD27=AO247),VLOOKUP(30,AN218:BQ290,20,FALSE),IF(AND(AR2=6,AD27=AO248),VLOOKUP(31,AN218:BQ290,20,FALSE),IF(AND(AR2=6,AD27=AO249),VLOOKUP(32,AN218:BQ290,20,FALSE),IF(AND(AR2=6,AD27=AO250),VLOOKUP(33,AN218:BQ290,20,FALSE),IF(AND(AR2=6,AD27=AO251),VLOOKUP(34,AN218:BQ290,20,FALSE),IF(AND(AR2=6,AD27=AO252),VLOOKUP(35,AN218:BQ290,20,FALSE),IF(AND(AR2=6,AD27=AO253),VLOOKUP(36,AN218:BQ290,20,FALSE),IF(AND(AR2=6,AD27=AO254),VLOOKUP(37,AN218:BQ290,20,FALSE),IF(AND(AR2=6,AD27=AO255),VLOOKUP(38,AN218:BQ290,20,FALSE),IF(AND(AR2=6,AD27=AO256),VLOOKUP(39,AN218:BQ290,20,FALSE),IF(AND(AR2=6,AD27=AO257),VLOOKUP(40,AN218:BQ290,20,FALSE),IF(AND(AR2=6,AD27=AO258),VLOOKUP(41,AN218:BQ290,20,FALSE),IF(AND(AR2=6,AD27=AO259),VLOOKUP(42,AN218:BQ290,20,FALSE),IF(AND(AR2=6,AD27=AO260),VLOOKUP(43,AN218:BQ290,20,FALSE),IF(AND(AR2=6,AD27=AO261),VLOOKUP(44,AN218:BQ290,20,FALSE),IF(AND(AR2=6,AD27=AO262),VLOOKUP(45,AN218:BQ290,20,FALSE),IF(AND(AR2=6,AD27=AO263),VLOOKUP(46,AN218:BQ290,20,FALSE),IF(AND(AR2=6,AD27=AO264),VLOOKUP(47,AN218:BQ290,20,FALSE),IF(AND(AR2=6,AD27=AO265),VLOOKUP(48,AN218:BQ290,20,FALSE),IF(AND(AR2=6,AD27=AO266),VLOOKUP(49,AN218:BQ290,20,FALSE),IF(AND(AR2=6,AD27=AO267),VLOOKUP(50,AN218:BQ290,20,FALSE),IF(AND(AR2=6,AD27=AO268),VLOOKUP(51,AN218:BQ290,20,FALSE),IF(AND(AR2=6,AD27=AO269),VLOOKUP(52,AN218:BQ290,20,FALSE),IF(AND(AR2=6,AD27=AO270),VLOOKUP(53,AN218:BQ290,20,FALSE),IF(AND(AR2=6,AD27=AO271),VLOOKUP(54,AN218:BQ290,20,FALSE),IF(AND(AR2=6,AD27=AO272),VLOOKUP(55,AN218:BQ290,20,FALSE),IF(AND(AR2=6,AD27=AO273),VLOOKUP(56,AN218:BQ290,20,FALSE),IF(AND(AR2=6,AD27=AO274),VLOOKUP(57,AN218:BQ290,20,FALSE),IF(AND(AR2=6,AD27=AO275),VLOOKUP(58,AN218:BQ290,20,FALSE),IF(AND(AR2=6,AD27=AO276),VLOOKUP(59,AN218:BQ290,20,FALSE),IF(AND(AR2=6,AD27=AO277),VLOOKUP(60,AN218:BQ290,20,FALSE),IF(AND(AR2=6,AD27=AO278),VLOOKUP(61,AN218:BQ290,20,FALSE),IF(AND(AR2=6,AD27=AO279),VLOOKUP(62,AN218:BQ290,20,FALSE),IF(AND(AR2=6,AD27=AO280),VLOOKUP(63,AN218:BQ290,20,FALSE),IF(AND(AR2=6,AD27=AO281),VLOOKUP(64,AN218:BQ290,20,FALSE)))))))))))))))))))))))))))))))))))))))))))))))))))))))))))))))))","v":false},"cm4","Iy",{"$f":"IF(AND(AR2=7,AD27=AO308),VLOOKUP(1,AN308:BB327,11,FALSE),IF(AND(AR2=7,AD27=AO309),VLOOKUP(2,AN308:BB327,11,FALSE),IF(AND(AR2=7,AD27=AO310),VLOOKUP(3,AN308:BB327,11,FALSE),IF(AND(AR2=7,AD27=AO311),VLOOKUP(4,AN308:BB327,11,FALSE),IF(AND(AR2=7,AD27=AO312),VLOOKUP(5,AN308:BB327,11,FALSE),IF(AND(AR2=7,AD27=AO313),VLOOKUP(6,AN308:BB327,11,FALSE),IF(AND(AR2=7,AD27=AO314),VLOOKUP(7,AN308:BB327,11,FALSE),IF(AND(AR2=7,AD27=AO315),VLOOKUP(8,AN308:BB327,11,FALSE),IF(AND(AR2=7,AD27=AO316),VLOOKUP(9,AN308:BB327,11,FALSE),IF(AND(AR2=7,AD27=AO317),VLOOKUP(10,AN308:BB327,11,FALSE),IF(AND(AR2=7,AD27=AO318),VLOOKUP(11,AN308:BB327,11,FALSE),IF(AND(AR2=7,AD27=AO319),VLOOKUP(12,AN308:BB327,11,FALSE),IF(AND(AR2=7,AD27=AO320),VLOOKUP(13,AN308:BB327,11,FALSE),IF(AND(AR2=7,AD27=AO321),VLOOKUP(14,AN308:BB327,11,FALSE),IF(AND(AR2=7,AD27=AO322),VLOOKUP(15,AN308:BB327,11,FALSE),IF(AND(AR2=7,AD27=AO323),VLOOKUP(16,AN308:BB327,11,FALSE),IF(AND(AR2=7,AD27=AO324),VLOOKUP(17,AN308:BB327,11,FALSE),IF(AND(AR2=7,AD27=AO325),VLOOKUP(18,AN308:BB327,11,FALSE),IF(AND(AR2=7,AD27=AO326),VLOOKUP(19,AN308:BB327,11,FALSE),IF(AND(AR2=7,AD27=AO327),VLOOKUP(20,AN308:BB327,11,FALSE)))))))))))))))))))))","v":false},"cm4","Iy",{"$f":"IF(AND(AR2=8,AD27=AO1062),VLOOKUP(1,AN1062:BG1074,12,FALSE),IF(AND(AR2=8,AD27=AO1063),VLOOKUP(2,AN1062:BG1074,12,FALSE),IF(AND(AR2=8,AD27=AO1064),VLOOKUP(3,AN1062:BG1074,12,FALSE),IF(AND(AR2=8,AD27=AO1065),VLOOKUP(4,AN1062:BG1074,12,FALSE),IF(AND(AR2=8,AD27=AO1066),VLOOKUP(5,AN1062:BG1074,12,FALSE),IF(AND(AR2=8,AD27=AO1067),VLOOKUP(6,AN1062:BG1074,12,FALSE),IF(AND(AR2=8,AD27=AO1068),VLOOKUP(7,AN1062:BG1074,12,FALSE),IF(AND(AR2=8,AD27=AO1069),VLOOKUP(8,AN1062:BG1074,12,FALSE),IF(AND(AR2=8,AD27=AO1070),VLOOKUP(9,AN1062:BG1074,12,FALSE),IF(AND(AR2=8,AD27=AO1071),VLOOKUP(10,AN1062:BG1074,12,FALSE),IF(AND(AR2=8,AD27=AO1072),VLOOKUP(11,AN1062:BG1074,12,FALSE),IF(AND(AR2=8,AD27=AO1073),VLOOKUP(12,AN1062:BG1074,12,FALSE),IF(AND(AR2=8,AD27=AO1074),VLOOKUP(13,AN1062:BG1074,12,FALSE))))))))))))))","v":false},"cm4"]
[null,"Wy",null,null,null," =",{"$f":"IF(S24=0,(AE25*COS(AS5)),0.75*((AE25*COS(AS5))+AS11))","v":31.909480070158502},null,null,null,"kg./m.",null,null,"Sx",null,null,null," =",{"$f":"MAX(S27:V28)*100/G24","v":0.24621512399813655},null,null,null,"cm.3",null,null,"Iy",null,null,null," =",{"$f":"IF(AND(AS28=FALSE,AV28=FALSE,AY28=FALSE,BB28=FALSE,BE28=FALSE,BH28=FALSE,BK28=FALSE,BN28=FALSE),0.0001,IF(AR2=1,AS28,IF(AR2=2,AV28,IF(AR2=3,AY28,IF(AR2=4,BB28,IF(AR2=5,BE28,IF(AR2=6,BH28,IF(AR2=7,BK28,IF(AR2=8,BN28)))))))))","v":1.28},null,null,null,"cm4",null,null,null,null,null,null,null,null,"Zx",{"$f":"IF(AND(AR2=1,AD27=AO342),VLOOKUP(1,AN342:BC386,13,FALSE),IF(AND(AR2=1,AD27=AO343),VLOOKUP(2,AN342:BC386,13,FALSE),IF(AND(AR2=1,AD27=AO344),VLOOKUP(3,AN342:BC386,13,FALSE),IF(AND(AR2=1,AD27=AO345),VLOOKUP(4,AN342:BC386,13,FALSE),IF(AND(AR2=1,AD27=AO346),VLOOKUP(5,AN342:BC386,13,FALSE),IF(AND(AR2=1,AD27=AO347),VLOOKUP(6,AN342:BC386,13,FALSE),IF(AND(AR2=1,AD27=AO348),VLOOKUP(7,AN342:BC386,13,FALSE),IF(AND(AR2=1,AD27=AO349),VLOOKUP(8,AN342:BC386,13,FALSE),IF(AND(AR2=1,AD27=AO350),VLOOKUP(9,AN342:BC386,13,FALSE),IF(AND(AR2=1,AD27=AO351),VLOOKUP(10,AN342:BC386,13,FALSE),IF(AND(AR2=1,AD27=AO352),VLOOKUP(11,AN342:BC386,13,FALSE),IF(AND(AR2=1,AD27=AO353),VLOOKUP(12,AN342:BC386,13,FALSE),IF(AND(AR2=1,AD27=AO354),VLOOKUP(13,AN342:BC386,13,FALSE),IF(AND(AR2=1,AD27=AO355),VLOOKUP(14,AN342:BC386,13,FALSE),IF(AND(AR2=1,AD27=AO356),VLOOKUP(15,AN342:BC386,13,FALSE),IF(AND(AR2=1,AD27=AO357),VLOOKUP(16,AN342:BC386,13,FALSE),IF(AND(AR2=1,AD27=AO358),VLOOKUP(17,AN342:BC386,13,FALSE),IF(AND(AR2=1,AD27=AO359),VLOOKUP(18,AN342:BC386,13,FALSE),IF(AND(AR2=1,AD27=AO360),VLOOKUP(19,AN342:BC386,13,FALSE),IF(AND(AR2=1,AD27=AO361),VLOOKUP(20,AN342:BC386,13,FALSE),IF(AND(AR2=1,AD27=AO362),VLOOKUP(21,AN342:BC386,13,FALSE),IF(AND(AR2=1,AD27=AO363),VLOOKUP(22,AN342:BC386,13,FALSE),IF(AND(AR2=1,AD27=AO364),VLOOKUP(23,AN342:BC386,13,FALSE),IF(AND(AR2=1,AD27=AO365),VLOOKUP(24,AN342:BC386,13,FALSE),IF(AND(AR2=1,AD27=AO366),VLOOKUP(25,AN342:BC386,13,FALSE),IF(AND(AR2=1,AD27=AO367),VLOOKUP(26,AN342:BC386,13,FALSE),IF(AND(AR2=1,AD27=AO368),VLOOKUP(27,AN342:BC386,13,FALSE),IF(AND(AR2=1,AD27=AO369),VLOOKUP(28,AN342:BC386,13,FALSE),IF(AND(AR2=1,AD27=AO370),VLOOKUP(29,AN342:BC386,13,FALSE),IF(AND(AR2=1,AD27=AO371),VLOOKUP(30,AN342:BC386,13,FALSE),IF(AND(AR2=1,AD27=AO372),VLOOKUP(31,AN342:BC386,13,FALSE),IF(AND(AR2=1,AD27=AO373),VLOOKUP(32,AN342:BC386,13,FALSE),IF(AND(AR2=1,AD27=AO374),VLOOKUP(33,AN342:BC386,13,FALSE),IF(AND(AR2=1,AD27=AO375),VLOOKUP(34,AN342:BC386,13,FALSE),IF(AND(AR2=1,AD27=AO376),VLOOKUP(35,AN342:BC386,13,FALSE),IF(AND(AR2=1,AD27=AO377),VLOOKUP(36,AN342:BC386,13,FALSE),IF(AND(AR2=1,AD27=AO378),VLOOKUP(37,AN342:BC386,13,FALSE),IF(AND(AR2=1,AD27=AO379),VLOOKUP(38,AN342:BC386,13,FALSE),IF(AND(AR2=1,AD27=AO380),VLOOKUP(39,AN342:BC386,13,FALSE),IF(AND(AR2=1,AD27=AO381),VLOOKUP(40,AN342:BC386,13,FALSE),IF(AND(AR2=1,AD27=AO382),VLOOKUP(41,AN342:BC386,13,FALSE),IF(AND(AR2=1,AD27=AO383),VLOOKUP(42,AN342:BC386,13,FALSE),IF(AND(AR2=1,AD27=AO384),VLOOKUP(43,AN342:BC386,13,FALSE),IF(AND(AR2=1,AD27=AO385),VLOOKUP(44,AN342:BC386,13,FALSE),IF(AND(AR2=1,AD27=AO386),VLOOKUP(45,AN342:BC386,13,FALSE))))))))))))))))))))))))))))))))))))))))))))))","v":false},"cm3","Zx",{"$f":"IF(AND(AR2=2,AD27=AO443),VLOOKUP(1,AN443:BH475,9,FALSE),IF(AND(AR2=2,AD27=AO444),VLOOKUP(2,AN443:BH475,9,FALSE),IF(AND(AR2=2,AD27=AO445),VLOOKUP(3,AN443:BH475,9,FALSE),IF(AND(AR2=2,AD27=AO446),VLOOKUP(4,AN443:BH475,9,FALSE),IF(AND(AR2=2,AD27=AO447),VLOOKUP(5,AN443:BH475,9,FALSE),IF(AND(AR2=2,AD27=AO448),VLOOKUP(6,AN443:BH474,9,FALSE),IF(AND(AR2=2,AD27=AO449),VLOOKUP(7,AN443:BH475,9,FALSE),IF(AND(AR2=2,AD27=AO450),VLOOKUP(8,AN443:BH475,9,FALSE),IF(AND(AR2=2,AD27=AO451),VLOOKUP(9,AN443:BH475,9,FALSE),IF(AND(AR2=2,AD27=AO452),VLOOKUP(10,AN443:BH475,9,FALSE),IF(AND(AR2=2,AD27=AO453),VLOOKUP(11,AN443:BH475,9,FALSE),IF(AND(AR2=2,AD27=AO454),VLOOKUP(12,AN443:BH475,9,FALSE),IF(AND(AR2=2,AD27=AO455),VLOOKUP(13,AN443:BH475,9,FALSE),IF(AND(AR2=2,AD27=AO456),VLOOKUP(14,AN443:BH475,9,FALSE),IF(AND(AR2=2,AD27=AO457),VLOOKUP(15,AN443:BH475,9,FALSE),IF(AND(AR2=2,AD27=AO458),VLOOKUP(16,AN443:BH475,9,FALSE),IF(AND(AR2=2,AD27=AO459),VLOOKUP(17,AN443:BH475,9,FALSE),IF(AND(AR2=2,AD27=AO460),VLOOKUP(18,AN443:BH475,9,FALSE),IF(AND(AR2=2,AD27=AO461),VLOOKUP(19,AN443:BH475,9,FALSE),IF(AND(AR2=2,AD27=AO462),VLOOKUP(20,AN443:BH475,9,FALSE),IF(AND(AR2=2,AD27=AO463),VLOOKUP(21,AN443:BH475,9,FALSE),IF(AND(AR2=2,AD27=AO464),VLOOKUP(22,AN443:BH475,9,FALSE),IF(AND(AR2=2,AD27=AO465),VLOOKUP(23,AN443:BH475,9,FALSE),IF(AND(AR2=2,AD27=AO466),VLOOKUP(24,AN443:BH475,9,FALSE),IF(AND(AR2=2,AD27=AO467),VLOOKUP(25,AN443:BH475,9,FALSE),IF(AND(AR2=2,AD27=AO468),VLOOKUP(26,AN443:BH475,9,FALSE),IF(AND(AR2=2,AD27=AO469),VLOOKUP(27,AN443:BH475,9,FALSE),IF(AND(AR2=2,AD27=AO470),VLOOKUP(28,AN443:BH475,9,FALSE),IF(AND(AR2=2,AD27=AO471),VLOOKUP(29,AN443:BH475,9,FALSE),IF(AND(AR2=2,AD27=AO472),VLOOKUP(30,AN443:BH475,9,FALSE),IF(AND(AR2=2,AD27=AO473),VLOOKUP(31,AN443:BH475,9,FALSE),IF(AND(AR2=2,AD27=AO474),VLOOKUP(32,AN443:BH475,9,FALSE),IF(AND(AR2=2,AD27=AO475),VLOOKUP(33,AN443:BH475,9,FALSE))))))))))))))))))))))))))))))))))","v":1.02},"cm3","Zx",{"$f":"IF(AND(AR2=3,AD27=AO402),VLOOKUP(1,AN402:AZ427,10,FALSE),IF(AND(AR2=3,AD27=AO403),VLOOKUP(2,AN402:AZ427,10,FALSE),IF(AND(AR2=3,AD27=AO404),VLOOKUP(3,AN402:AZ427,10,FALSE),IF(AND(AR2=3,AD27=AO405),VLOOKUP(4,AN402:AZ427,10,FALSE),IF(AND(AR2=3,AD27=AO406),VLOOKUP(5,AN402:AZ427,10,FALSE),IF(AND(AR2=3,AD27=AO407),VLOOKUP(6,AN402:AZ427,10,FALSE),IF(AND(AR2=3,AD27=AO408),VLOOKUP(7,AN402:AZ427,10,FALSE),IF(AND(AR2=3,AD27=AO409),VLOOKUP(8,AN402:AZ427,10,FALSE),IF(AND(AR2=3,AD27=AO410),VLOOKUP(9,AN402:AZ427,10,FALSE),IF(AND(AR2=3,AD27=AO411),VLOOKUP(10,AN402:AZ427,10,FALSE),IF(AND(AR2=3,AD27=AO412),VLOOKUP(11,AN402:AZ427,10,FALSE),IF(AND(AR2=3,AD27=AO413),VLOOKUP(12,AN402:AZ427,10,FALSE),IF(AND(AR2=3,AD27=AO414),VLOOKUP(13,AN402:AZ427,10,FALSE),IF(AND(AR2=3,AD27=AO415),VLOOKUP(14,AN402:AZ427,10,FALSE),IF(AND(AR2=3,AD27=AO416),VLOOKUP(15,AN402:AZ427,10,FALSE),IF(AND(AR2=3,AD27=AO417),VLOOKUP(16,AN402:AZ427,10,FALSE),IF(AND(AR2=3,AD27=AO418),VLOOKUP(17,AN402:AZ427,10,FALSE),IF(AND(AR2=3,AD27=AO419),VLOOKUP(18,AN402:AZ427,10,FALSE),IF(AND(AR2=3,AD27=AO420),VLOOKUP(19,AN402:AZ427,10,FALSE),IF(AND(AR2=3,AD27=AO421),VLOOKUP(20,AN402:AZ427,10,FALSE),IF(AND(AR2=3,AD27=AO422),VLOOKUP(21,AN402:AZ427,10,FALSE),IF(AND(AR2=3,AD27=AO423),VLOOKUP(22,AN402:AZ427,10,FALSE),IF(AND(AR2=3,AD27=AO424),VLOOKUP(23,AN402:AZ427,10,FALSE),IF(AND(AR2=3,AD27=AO425),VLOOKUP(24,AN402:AZ427,10,FALSE),IF(AND(AR2=3,AD27=AO426),VLOOKUP(25,AN402:AZ427,10,FALSE),IF(AND(AR2=3,AD27=AO427),VLOOKUP(26,AN402:AZ427,10,FALSE)))))))))))))))))))))))))))","v":false},"cm3","Zx",{"$f":"IF(AND(AR2=4,AD27=AO157),VLOOKUP(1,AN157:BG202,19,FALSE),IF(AND(AR2=4,AD27=AO158),VLOOKUP(2,AN157:BG202,19,FALSE),IF(AND(AR2=4,AD27=AO159),VLOOKUP(3,AN157:BG202,19,FALSE),IF(AND(AR2=4,AD27=AO160),VLOOKUP(4,AN157:BG202,19,FALSE),IF(AND(AR2=4,AD27=AO161),VLOOKUP(5,AN157:BG202,19,FALSE),IF(AND(AR2=4,AD27=AO162),VLOOKUP(6,AN157:BG202,19,FALSE),IF(AND(AR2=4,AD27=AO163),VLOOKUP(7,AN157:BG202,19,FALSE),IF(AND(AR2=4,AD27=AO164),VLOOKUP(8,AN157:BG202,19,FALSE),IF(AND(AR2=4,AD27=AO165),VLOOKUP(9,AN157:BG202,19,FALSE),IF(AND(AR2=4,AD27=AO166),VLOOKUP(10,AN157:BG202,19,FALSE),IF(AND(AR2=4,AD27=AO167),VLOOKUP(11,AN157:BG202,19,FALSE),IF(AND(AR2=4,AD27=AO168),VLOOKUP(12,AN157:BG202,19,FALSE),IF(AND(AR2=4,AD27=AO169),VLOOKUP(13,AN157:BG202,19,FALSE),IF(AND(AR2=4,AD27=AO170),VLOOKUP(14,AN157:BG202,19,FALSE),IF(AND(AR2=4,AD27=AO171),VLOOKUP(15,AN157:BG202,19,FALSE),IF(AND(AR2=4,AD27=AO172),VLOOKUP(16,AN157:BG202,19,FALSE),IF(AND(AR2=4,AD27=AO173),VLOOKUP(17,AN157:BG202,19,FALSE),IF(AND(AR2=4,AD27=AO174),VLOOKUP(18,AN157:BG202,19,FALSE),IF(AND(AR2=4,AD27=AO175),VLOOKUP(19,AN157:BG202,19,FALSE),IF(AND(AR2=4,AD27=AO176),VLOOKUP(20,AN157:BG202,19,FALSE),IF(AND(AR2=4,AD27=AO177),VLOOKUP(21,AN157:BG202,19,FALSE),IF(AND(AR2=4,AD27=AO178),VLOOKUP(22,AN157:BG202,19,FALSE),IF(AND(AR2=4,AD27=AO179),VLOOKUP(23,AN157:BG202,19,FALSE),IF(AND(AR2=4,AD27=AO180),VLOOKUP(24,AN157:BG202,19,FALSE),IF(AND(AR2=4,AD27=AO181),VLOOKUP(25,AN157:BG202,19,FALSE),IF(AND(AR2=4,AD27=AO182),VLOOKUP(26,AN157:BG202,19,FALSE),IF(AND(AR2=4,AD27=AO183),VLOOKUP(27,AN157:BG202,19,FALSE),IF(AND(AR2=4,AD27=AO184),VLOOKUP(28,AN157:BG202,19,FALSE),IF(AND(AR2=4,AD27=AO185),VLOOKUP(29,AN157:BG202,19,FALSE),IF(AND(AR2=4,AD27=AO186),VLOOKUP(30,AN157:BG202,19,FALSE),IF(AND(AR2=4,AD27=AO187),VLOOKUP(31,AN157:BG202,19,FALSE),IF(AND(AR2=4,AD27=AO188),VLOOKUP(32,AN157:BG202,19,FALSE),IF(AND(AR2=4,AD27=AO189),VLOOKUP(33,AN157:BG202,19,FALSE),IF(AND(AR2=4,AD27=AO190),VLOOKUP(34,AN157:BG202,19,FALSE),IF(AND(AR2=4,AD27=AO191),VLOOKUP(35,AN157:BG202,19,FALSE),IF(AND(AR2=4,AD27=AO192),VLOOKUP(36,AN157:BG202,19,FALSE),IF(AND(AR2=4,AD27=AO193),VLOOKUP(37,AN157:BG202,19,FALSE),IF(AND(AR2=4,AD27=AO194),VLOOKUP(38,AN157:BG202,19,FALSE),IF(AND(AR2=4,AD27=AO195),VLOOKUP(39,AN157:BG202,19,FALSE),IF(AND(AR2=4,AD27=AO196),VLOOKUP(40,AN157:BG202,19,FALSE),IF(AND(AR2=4,AD27=AO197),VLOOKUP(41,AN157:BG202,19,FALSE),IF(AND(AR2=4,AD27=AO198),VLOOKUP(42,AN157:BG202,19,FALSE),IF(AND(AR2=4,AD27=AO199),VLOOKUP(43,AN157:BG202,19,FALSE),IF(AND(AR2=4,AD27=AO200),VLOOKUP(44,AN157:BG202,19,FALSE),IF(AND(AR2=4,AD27=AO201),VLOOKUP(45,AN157:BG202,19,FALSE),IF(AND(AR2=4,AD27=AO202),VLOOKUP(46,AN157:BG202,19,FALSE)))))))))))))))))))))))))))))))))))))))))))))))","v":false},"cm3","Zx",{"$f":"IF(AND(AR2=5,AD27=AO126),VLOOKUP(1,AN126:BD141,16,FALSE),IF(AND(AR2=5,AD27=AO127),VLOOKUP(2,AN126:BD141,16,FALSE),IF(AND(AR2=5,AD27=AO128),VLOOKUP(3,AN126:BD141,16,FALSE),IF(AND(AR2=5,AD27=AO129),VLOOKUP(4,AN126:BD141,16,FALSE),IF(AND(AR2=5,AD27=AO130),VLOOKUP(5,AN126:BD141,16,FALSE),IF(AND(AR2=5,AD27=AO131),VLOOKUP(6,AN126:BD141,16,FALSE),IF(AND(AR2=5,AD27=AO132),VLOOKUP(7,AN126:BD141,16,FALSE),IF(AND(AR2=5,AD27=AO133),VLOOKUP(8,AN126:BD141,16,FALSE),IF(AND(AR2=5,AD27=AO134),VLOOKUP(9,AN126:BD141,16,FALSE),IF(AND(AR2=5,AD27=AO135),VLOOKUP(10,AN126:BD141,16,FALSE),IF(AND(AR2=5,AD27=AO136),VLOOKUP(11,AN126:BD141,16,FALSE),IF(AND(AR2=5,AD27=AO137),VLOOKUP(12,AN126:BD141,16,FALSE),IF(AND(AR2=5,AD27=AO138),VLOOKUP(13,AN126:BD141,16,FALSE),IF(AND(AR2=5,AD27=AO139),VLOOKUP(14,AN126:BD141,16,FALSE),IF(AND(AR2=5,AD27=AO140),VLOOKUP(15,AN126:BD141,16,FALSE),IF(AND(AR2=5,AD27=AO141),VLOOKUP(16,AN126:BD141,16,FALSE)))))))))))))))))","v":false},"cm3","Zx",{"$f":"IF(AND(AR2=6,AD27=AO218),VLOOKUP(1,AN218:BQ290,26,FALSE),IF(AND(AR2=6,AD27=AO219),VLOOKUP(2,AN218:BQ290,26,FALSE),IF(AND(AR2=6,AD27=AO220),VLOOKUP(3,AN218:BQ290,26,FALSE),IF(AND(AR2=6,AD27=AO221),VLOOKUP(4,AN218:BQ290,26,FALSE),IF(AND(AR2=6,AD27=AO222),VLOOKUP(5,AN218:BQ290,26,FALSE),IF(AND(AR2=6,AD27=AO223),VLOOKUP(6,AN218:BQ290,26,FALSE),IF(AND(AR2=6,AD27=AO224),VLOOKUP(7,AN218:BQ290,26,FALSE),IF(AND(AR2=6,AD27=AO225),VLOOKUP(8,AN218:BQ290,26,FALSE),IF(AND(AR2=6,AD27=AO226),VLOOKUP(9,AN218:BQ290,26,FALSE),IF(AND(AR2=6,AD27=AO227),VLOOKUP(10,AN218:BQ290,26,FALSE),IF(AND(AR2=6,AD27=AO228),VLOOKUP(11,AN218:BQ290,26,FALSE),IF(AND(AR2=6,AD27=AO229),VLOOKUP(12,AN218:BQ290,26,FALSE),IF(AND(AR2=6,AD27=AO230),VLOOKUP(13,AN218:BQ290,26,FALSE),IF(AND(AR2=6,AD27=AO231),VLOOKUP(14,AN218:BQ290,26,FALSE),IF(AND(AR2=6,AD27=AO232),VLOOKUP(15,AN218:BQ290,26,FALSE),IF(AND(AR2=6,AD27=AO233),VLOOKUP(16,AN218:BQ290,26,FALSE),IF(AND(AR2=6,AD27=AO234),VLOOKUP(17,AN218:BQ290,26,FALSE),IF(AND(AR2=6,AD27=AO235),VLOOKUP(18,AN218:BQ290,26,FALSE),IF(AND(AR2=6,AD27=AO236),VLOOKUP(19,AN218:BQ290,26,FALSE),IF(AND(AR2=6,AD27=AO237),VLOOKUP(20,AN218:BQ290,26,FALSE),IF(AND(AR2=6,AD27=AO238),VLOOKUP(21,AN218:BQ290,26,FALSE),IF(AND(AR2=6,AD27=AO239),VLOOKUP(22,AN218:BQ290,26,FALSE),IF(AND(AR2=6,AD27=AO240),VLOOKUP(23,AN218:BQ290,26,FALSE),IF(AND(AR2=6,AD27=AO241),VLOOKUP(24,AN218:BQ290,26,FALSE),IF(AND(AR2=6,AD27=AO242),VLOOKUP(25,AN218:BQ290,26,FALSE),IF(AND(AR2=6,AD27=AO243),VLOOKUP(26,AN218:BQ290,26,FALSE),IF(AND(AR2=6,AD27=AO244),VLOOKUP(27,AN218:BQ290,26,FALSE),IF(AND(AR2=6,AD27=AO245),VLOOKUP(28,AN218:BQ290,26,FALSE),IF(AND(AR2=6,AD27=AO246),VLOOKUP(29,AN218:BQ290,26,FALSE),IF(AND(AR2=6,AD27=AO247),VLOOKUP(30,AN218:BQ290,26,FALSE),IF(AND(AR2=6,AD27=AO248),VLOOKUP(31,AN218:BQ290,26,FALSE),IF(AND(AR2=6,AD27=AO249),VLOOKUP(32,AN218:BQ290,26,FALSE),IF(AND(AR2=6,AD27=AO250),VLOOKUP(33,AN218:BQ290,26,FALSE),IF(AND(AR2=6,AD27=AO251),VLOOKUP(34,AN218:BQ290,26,FALSE),IF(AND(AR2=6,AD27=AO252),VLOOKUP(35,AN218:BQ290,26,FALSE),IF(AND(AR2=6,AD27=AO253),VLOOKUP(36,AN218:BQ290,26,FALSE),IF(AND(AR2=6,AD27=AO254),VLOOKUP(37,AN218:BQ290,26,FALSE),IF(AND(AR2=6,AD27=AO255),VLOOKUP(38,AN218:BQ290,26,FALSE),IF(AND(AR2=6,AD27=AO256),VLOOKUP(39,AN218:BQ290,26,FALSE),IF(AND(AR2=6,AD27=AO257),VLOOKUP(40,AN218:BQ290,26,FALSE),IF(AND(AR2=6,AD27=AO258),VLOOKUP(41,AN218:BQ290,26,FALSE),IF(AND(AR2=6,AD27=AO259),VLOOKUP(42,AN218:BQ290,26,FALSE),IF(AND(AR2=6,AD27=AO260),VLOOKUP(43,AN218:BQ290,26,FALSE),IF(AND(AR2=6,AD27=AO261),VLOOKUP(44,AN218:BQ290,26,FALSE),IF(AND(AR2=6,AD27=AO262),VLOOKUP(45,AN218:BQ290,26,FALSE),IF(AND(AR2=6,AD27=AO263),VLOOKUP(46,AN218:BQ290,26,FALSE),IF(AND(AR2=6,AD27=AO264),VLOOKUP(47,AN218:BQ290,26,FALSE),IF(AND(AR2=6,AD27=AO265),VLOOKUP(48,AN218:BQ290,26,FALSE),IF(AND(AR2=6,AD27=AO266),VLOOKUP(49,AN218:BQ290,26,FALSE),IF(AND(AR2=6,AD27=AO267),VLOOKUP(50,AN218:BQ290,26,FALSE),IF(AND(AR2=6,AD27=AO268),VLOOKUP(51,AN218:BQ290,26,FALSE),IF(AND(AR2=6,AD27=AO269),VLOOKUP(52,AN218:BQ290,26,FALSE),IF(AND(AR2=6,AD27=AO270),VLOOKUP(53,AN218:BQ290,26,FALSE),IF(AND(AR2=6,AD27=AO271),VLOOKUP(54,AN218:BQ290,26,FALSE),IF(AND(AR2=6,AD27=AO272),VLOOKUP(55,AN218:BQ290,26,FALSE),IF(AND(AR2=6,AD27=AO273),VLOOKUP(56,AN218:BQ290,26,FALSE),IF(AND(AR2=6,AD27=AO274),VLOOKUP(57,AN218:BQ290,26,FALSE),IF(AND(AR2=6,AD27=AO275),VLOOKUP(58,AN218:BQ290,26,FALSE),IF(AND(AR2=6,AD27=AO276),VLOOKUP(59,AN218:BQ290,26,FALSE),IF(AND(AR2=6,AD27=AO277),VLOOKUP(60,AN218:BQ290,26,FALSE),IF(AND(AR2=6,AD27=AO278),VLOOKUP(61,AN218:BQ290,26,FALSE),IF(AND(AR2=6,AD27=AO279),VLOOKUP(62,AN218:BQ290,26,FALSE),IF(AND(AR2=6,AD27=AO280),VLOOKUP(63,AN218:BQ290,26,FALSE),IF(AND(AR2=6,AD27=AO281),VLOOKUP(64,AN218:BQ290,26,FALSE)))))))))))))))))))))))))))))))))))))))))))))))))))))))))))))))))","v":false},"cm3","Zx",{"$f":"IF(AND(AR2=7,AD27=AO308),VLOOKUP(1,AN308:BB327,14,FALSE),IF(AND(AR2=7,AD27=AO309),VLOOKUP(2,AN308:BB327,14,FALSE),IF(AND(AR2=7,AD27=AO310),VLOOKUP(3,AN308:BB327,14,FALSE),IF(AND(AR2=7,AD27=AO311),VLOOKUP(4,AN308:BB327,14,FALSE),IF(AND(AR2=7,AD27=AO312),VLOOKUP(5,AN308:BB327,14,FALSE),IF(AND(AR2=7,AD27=AO313),VLOOKUP(6,AN308:BB327,14,FALSE),IF(AND(AR2=7,AD27=AO314),VLOOKUP(7,AN308:BB327,14,FALSE),IF(AND(AR2=7,AD27=AO315),VLOOKUP(8,AN308:BB327,14,FALSE),IF(AND(AR2=7,AD27=AO316),VLOOKUP(9,AN308:BB327,14,FALSE),IF(AND(AR2=7,AD27=AO317),VLOOKUP(10,AN308:BB327,14,FALSE),IF(AND(AR2=7,AD27=AO318),VLOOKUP(11,AN308:BB327,14,FALSE),IF(AND(AR2=7,AD27=AO319),VLOOKUP(12,AN308:BB327,14,FALSE),IF(AND(AR2=7,AD27=AO320),VLOOKUP(13,AN308:BB327,14,FALSE),IF(AND(AR2=7,AD27=AO321),VLOOKUP(14,AN308:BB327,14,FALSE),IF(AND(AR2=7,AD27=AO322),VLOOKUP(15,AN308:BB327,14,FALSE),IF(AND(AR2=7,AD27=AO323),VLOOKUP(16,AN308:BB327,14,FALSE),IF(AND(AR2=7,AD27=AO324),VLOOKUP(17,AN308:BB327,14,FALSE),IF(AND(AR2=7,AD27=AO325),VLOOKUP(18,AN308:BB327,14,FALSE),IF(AND(AR2=7,AD27=AO326),VLOOKUP(19,AN308:BB327,14,FALSE),IF(AND(AR2=7,AD27=AO327),VLOOKUP(20,AN308:BB327,14,FALSE)))))))))))))))))))))","v":false},"cm3","Zx",{"$f":"IF(AND(AR2=8,AD27=AO1062),VLOOKUP(1,AN1062:BG1074,19,FALSE),IF(AND(AR2=8,AD27=AO1063),VLOOKUP(2,AN1062:BG1074,19,FALSE),IF(AND(AR2=8,AD27=AO1064),VLOOKUP(3,AN1062:BG1074,19,FALSE),IF(AND(AR2=8,AD27=AO1065),VLOOKUP(4,AN1062:BG1074,19,FALSE),IF(AND(AR2=8,AD27=AO1066),VLOOKUP(5,AN1062:BG1074,19,FALSE),IF(AND(AR2=8,AD27=AO1067),VLOOKUP(6,AN1062:BG1074,19,FALSE),IF(AND(AR2=8,AD27=AO1068),VLOOKUP(7,AN1062:BG1074,19,FALSE),IF(AND(AR2=8,AD27=AO1069),VLOOKUP(8,AN1062:BG1074,19,FALSE),IF(AND(AR2=8,AD27=AO1070),VLOOKUP(9,AN1062:BG1074,19,FALSE),IF(AND(AR2=8,AD27=AO1071),VLOOKUP(10,AN1062:BG1074,19,FALSE),IF(AND(AR2=8,AD27=AO1072),VLOOKUP(11,AN1062:BG1074,19,FALSE),IF(AND(AR2=8,AD27=AO1073),VLOOKUP(12,AN1062:BG1074,19,FALSE),IF(AND(AR2=8,AD27=AO1074),VLOOKUP(13,AN1062:BG1074,19,FALSE))))))))))))))","v":false},"cm3"]
[null,"∆ allow.  y-y",null,null,null," =",{"$f":"AE24*100/360","v":0.27777777777777779},null,null,null,"cm.",null,{"$f":"IF(G30>=S30,\"≥\",\"<\")","v":"≥"},"∆ max.  y-y",null,null,null," =",{"$f":"(5*G29*((AE24*100)^4))/(384*100*G22*AE28)","v":0.15457143666177661},null,null,null,"cm.",null,{"$f":"IF(G30>=S30,\"\",\"Fail\")","v":""},"Sx",null,null,null," =",{"$f":"IF(AND(AS29=FALSE,AV29=FALSE,AY29=FALSE,BB29=FALSE,BE29=FALSE,BH29=FALSE,BK29=FALSE,BN29=FALSE),0.0001,IF(AR2=1,AS29,IF(AR2=2,AV29,IF(AR2=3,AY29,IF(AR2=4,BB29,IF(AR2=5,BE29,IF(AR2=6,BH29,IF(AR2=7,BK29,IF(AR2=8,BN29)))))))))","v":1.02},null,null,null,"cm3",null,null,null,null,null,null,null,null,"Zy",{"$f":"IF(AND(AR2=1,AD27=AO342),VLOOKUP(1,AN342:BC386,14,FALSE),IF(AND(AR2=1,AD27=AO343),VLOOKUP(2,AN342:BC386,14,FALSE),IF(AND(AR2=1,AD27=AO344),VLOOKUP(3,AN342:BC386,14,FALSE),IF(AND(AR2=1,AD27=AO345),VLOOKUP(4,AN342:BC386,14,FALSE),IF(AND(AR2=1,AD27=AO346),VLOOKUP(5,AN342:BC386,14,FALSE),IF(AND(AR2=1,AD27=AO347),VLOOKUP(6,AN342:BC386,14,FALSE),IF(AND(AR2=1,AD27=AO348),VLOOKUP(7,AN342:BC386,14,FALSE),IF(AND(AR2=1,AD27=AO349),VLOOKUP(8,AN342:BC386,14,FALSE),IF(AND(AR2=1,AD27=AO350),VLOOKUP(9,AN342:BC386,14,FALSE),IF(AND(AR2=1,AD27=AO351),VLOOKUP(10,AN342:BC386,14,FALSE),IF(AND(AR2=1,AD27=AO352),VLOOKUP(11,AN342:BC386,14,FALSE),IF(AND(AR2=1,AD27=AO353),VLOOKUP(12,AN342:BC386,14,FALSE),IF(AND(AR2=1,AD27=AO354),VLOOKUP(13,AN342:BC386,14,FALSE),IF(AND(AR2=1,AD27=AO355),VLOOKUP(14,AN342:BC386,14,FALSE),IF(AND(AR2=1,AD27=AO356),VLOOKUP(15,AN342:BC386,14,FALSE),IF(AND(AR2=1,AD27=AO357),VLOOKUP(16,AN342:BC386,14,FALSE),IF(AND(AR2=1,AD27=AO358),VLOOKUP(17,AN342:BC386,14,FALSE),IF(AND(AR2=1,AD27=AO359),VLOOKUP(18,AN342:BC386,14,FALSE),IF(AND(AR2=1,AD27=AO360),VLOOKUP(19,AN342:BC386,14,FALSE),IF(AND(AR2=1,AD27=AO361),VLOOKUP(20,AN342:BC386,14,FALSE),IF(AND(AR2=1,AD27=AO362),VLOOKUP(21,AN342:BC386,14,FALSE),IF(AND(AR2=1,AD27=AO363),VLOOKUP(22,AN342:BC386,14,FALSE),IF(AND(AR2=1,AD27=AO364),VLOOKUP(23,AN342:BC386,14,FALSE),IF(AND(AR2=1,AD27=AO365),VLOOKUP(24,AN342:BC386,14,FALSE),IF(AND(AR2=1,AD27=AO366),VLOOKUP(25,AN342:BC386,14,FALSE),IF(AND(AR2=1,AD27=AO367),VLOOKUP(26,AN342:BC386,14,FALSE),IF(AND(AR2=1,AD27=AO368),VLOOKUP(27,AN342:BC386,14,FALSE),IF(AND(AR2=1,AD27=AO369),VLOOKUP(28,AN342:BC386,14,FALSE),IF(AND(AR2=1,AD27=AO370),VLOOKUP(29,AN342:BC386,14,FALSE),IF(AND(AR2=1,AD27=AO371),VLOOKUP(30,AN342:BC386,14,FALSE),IF(AND(AR2=1,AD27=AO372),VLOOKUP(31,AN342:BC386,14,FALSE),IF(AND(AR2=1,AD27=AO373),VLOOKUP(32,AN342:BC386,14,FALSE),IF(AND(AR2=1,AD27=AO374),VLOOKUP(33,AN342:BC386,14,FALSE),IF(AND(AR2=1,AD27=AO375),VLOOKUP(34,AN342:BC386,14,FALSE),IF(AND(AR2=1,AD27=AO376),VLOOKUP(35,AN342:BC386,14,FALSE),IF(AND(AR2=1,AD27=AO377),VLOOKUP(36,AN342:BC386,14,FALSE),IF(AND(AR2=1,AD27=AO378),VLOOKUP(37,AN342:BC386,14,FALSE),IF(AND(AR2=1,AD27=AO379),VLOOKUP(38,AN342:BC386,14,FALSE),IF(AND(AR2=1,AD27=AO380),VLOOKUP(39,AN342:BC386,14,FALSE),IF(AND(AR2=1,AD27=AO381),VLOOKUP(40,AN342:BC386,14,FALSE),IF(AND(AR2=1,AD27=AO382),VLOOKUP(41,AN342:BC386,14,FALSE),IF(AND(AR2=1,AD27=AO383),VLOOKUP(42,AN342:BC386,14,FALSE),IF(AND(AR2=1,AD27=AO384),VLOOKUP(43,AN342:BC386,14,FALSE),IF(AND(AR2=1,AD27=AO385),VLOOKUP(44,AN342:BC386,14,FALSE),IF(AND(AR2=1,AD27=AO386),VLOOKUP(45,AN342:BC386,14,FALSE))))))))))))))))))))))))))))))))))))))))))))))","v":false},"cm3","Zy",{"$f":"IF(AND(AR2=2,AD27=AO443),VLOOKUP(1,AN443:BH475,9,FALSE),IF(AND(AR2=2,AD27=AO444),VLOOKUP(2,AN443:BH475,9,FALSE),IF(AND(AR2=2,AD27=AO445),VLOOKUP(3,AN443:BH475,9,FALSE),IF(AND(AR2=2,AD27=AO446),VLOOKUP(4,AN443:BH475,9,FALSE),IF(AND(AR2=2,AD27=AO447),VLOOKUP(5,AN443:BH475,9,FALSE),IF(AND(AR2=2,AD27=AO448),VLOOKUP(6,AN443:BH474,9,FALSE),IF(AND(AR2=2,AD27=AO449),VLOOKUP(7,AN443:BH475,9,FALSE),IF(AND(AR2=2,AD27=AO450),VLOOKUP(8,AN443:BH475,9,FALSE),IF(AND(AR2=2,AD27=AO451),VLOOKUP(9,AN443:BH475,9,FALSE),IF(AND(AR2=2,AD27=AO452),VLOOKUP(10,AN443:BH475,9,FALSE),IF(AND(AR2=2,AD27=AO453),VLOOKUP(11,AN443:BH475,9,FALSE),IF(AND(AR2=2,AD27=AO454),VLOOKUP(12,AN443:BH475,9,FALSE),IF(AND(AR2=2,AD27=AO455),VLOOKUP(13,AN443:BH475,9,FALSE),IF(AND(AR2=2,AD27=AO456),VLOOKUP(14,AN443:BH475,9,FALSE),IF(AND(AR2=2,AD27=AO457),VLOOKUP(15,AN443:BH475,9,FALSE),IF(AND(AR2=2,AD27=AO458),VLOOKUP(16,AN443:BH475,9,FALSE),IF(AND(AR2=2,AD27=AO459),VLOOKUP(17,AN443:BH475,9,FALSE),IF(AND(AR2=2,AD27=AO460),VLOOKUP(18,AN443:BH475,9,FALSE),IF(AND(AR2=2,AD27=AO461),VLOOKUP(19,AN443:BH475,9,FALSE),IF(AND(AR2=2,AD27=AO462),VLOOKUP(20,AN443:BH475,9,FALSE),IF(AND(AR2=2,AD27=AO463),VLOOKUP(21,AN443:BH475,9,FALSE),IF(AND(AR2=2,AD27=AO464),VLOOKUP(22,AN443:BH475,9,FALSE),IF(AND(AR2=2,AD27=AO465),VLOOKUP(23,AN443:BH475,9,FALSE),IF(AND(AR2=2,AD27=AO466),VLOOKUP(24,AN443:BH475,9,FALSE),IF(AND(AR2=2,AD27=AO467),VLOOKUP(25,AN443:BH475,9,FALSE),IF(AND(AR2=2,AD27=AO468),VLOOKUP(26,AN443:BH475,9,FALSE),IF(AND(AR2=2,AD27=AO469),VLOOKUP(27,AN443:BH475,9,FALSE),IF(AND(AR2=2,AD27=AO470),VLOOKUP(28,AN443:BH475,9,FALSE),IF(AND(AR2=2,AD27=AO471),VLOOKUP(29,AN443:BH475,9,FALSE),IF(AND(AR2=2,AD27=AO472),VLOOKUP(30,AN443:BH475,9,FALSE),IF(AND(AR2=2,AD27=AO473),VLOOKUP(31,AN443:BH475,9,FALSE),IF(AND(AR2=2,AD27=AO474),VLOOKUP(32,AN443:BH475,9,FALSE),IF(AND(AR2=2,AD27=AO475),VLOOKUP(33,AN443:BH475,9,FALSE))))))))))))))))))))))))))))))))))","v":1.02},"cm3","Zy",{"$f":"IF(AND(AR2=3,AD27=AO402),VLOOKUP(1,AN402:AZ427,11,FALSE),IF(AND(AR2=3,AD27=AO403),VLOOKUP(2,AN402:AZ427,11,FALSE),IF(AND(AR2=3,AD27=AO404),VLOOKUP(3,AN402:AZ427,11,FALSE),IF(AND(AR2=3,AD27=AO405),VLOOKUP(4,AN402:AZ427,11,FALSE),IF(AND(AR2=3,AD27=AO406),VLOOKUP(5,AN402:AZ427,11,FALSE),IF(AND(AR2=3,AD27=AO407),VLOOKUP(6,AN402:AZ427,11,FALSE),IF(AND(AR2=3,AD27=AO408),VLOOKUP(7,AN402:AZ427,11,FALSE),IF(AND(AR2=3,AD27=AO409),VLOOKUP(8,AN402:AZ427,11,FALSE),IF(AND(AR2=3,AD27=AO410),VLOOKUP(9,AN402:AZ427,11,FALSE),IF(AND(AR2=3,AD27=AO411),VLOOKUP(10,AN402:AZ427,11,FALSE),IF(AND(AR2=3,AD27=AO412),VLOOKUP(11,AN402:AZ427,11,FALSE),IF(AND(AR2=3,AD27=AO413),VLOOKUP(12,AN402:AZ427,11,FALSE),IF(AND(AR2=3,AD27=AO414),VLOOKUP(13,AN402:AZ427,11,FALSE),IF(AND(AR2=3,AD27=AO415),VLOOKUP(14,AN402:AZ427,11,FALSE),IF(AND(AR2=3,AD27=AO416),VLOOKUP(15,AN402:AZ427,11,FALSE),IF(AND(AR2=3,AD27=AO417),VLOOKUP(16,AN402:AZ427,11,FALSE),IF(AND(AR2=3,AD27=AO418),VLOOKUP(17,AN402:AZ427,11,FALSE),IF(AND(AR2=3,AD27=AO419),VLOOKUP(18,AN402:AZ427,11,FALSE),IF(AND(AR2=3,AD27=AO420),VLOOKUP(19,AN402:AZ427,11,FALSE),IF(AND(AR2=3,AD27=AO421),VLOOKUP(20,AN402:AZ427,11,FALSE),IF(AND(AR2=3,AD27=AO422),VLOOKUP(21,AN402:AZ427,11,FALSE),IF(AND(AR2=3,AD27=AO423),VLOOKUP(22,AN402:AZ427,11,FALSE),IF(AND(AR2=3,AD27=AO424),VLOOKUP(23,AN402:AZ427,11,FALSE),IF(AND(AR2=3,AD27=AO425),VLOOKUP(24,AN402:AZ427,11,FALSE),IF(AND(AR2=3,AD27=AO426),VLOOKUP(25,AN402:AZ427,11,FALSE),IF(AND(AR2=3,AD27=AO427),VLOOKUP(26,AN402:AZ427,11,FALSE)))))))))))))))))))))))))))","v":false},"cm3","Zy",{"$f":"BB29","v":false},"cm3","Zy",{"$f":"IF(AND(AR2=5,AD27=AO126),VLOOKUP(1,AN126:BD141,17,FALSE),IF(AND(AR2=5,AD27=AO127),VLOOKUP(2,AN126:BD141,17,FALSE),IF(AND(AR2=5,AD27=AO128),VLOOKUP(3,AN126:BD141,17,FALSE),IF(AND(AR2=5,AD27=AO129),VLOOKUP(4,AN126:BD141,17,FALSE),IF(AND(AR2=5,AD27=AO130),VLOOKUP(5,AN126:BD141,17,FALSE),IF(AND(AR2=5,AD27=AO131),VLOOKUP(6,AN126:BD141,17,FALSE),IF(AND(AR2=5,AD27=AO132),VLOOKUP(7,AN126:BD141,17,FALSE),IF(AND(AR2=5,AD27=AO133),VLOOKUP(8,AN126:BD141,17,FALSE),IF(AND(AR2=5,AD27=AO134),VLOOKUP(9,AN126:BD141,17,FALSE),IF(AND(AR2=5,AD27=AO135),VLOOKUP(10,AN126:BD141,17,FALSE),IF(AND(AR2=5,AD27=AO136),VLOOKUP(11,AN126:BD141,17,FALSE),IF(AND(AR2=5,AD27=AO137),VLOOKUP(12,AN126:BD141,17,FALSE),IF(AND(AR2=5,AD27=AO138),VLOOKUP(13,AN126:BD141,17,FALSE),IF(AND(AR2=5,AD27=AO139),VLOOKUP(14,AN126:BD141,17,FALSE),IF(AND(AR2=5,AD27=AO140),VLOOKUP(15,AN126:BD141,17,FALSE),IF(AND(AR2=5,AD27=AO141),VLOOKUP(16,AN126:BD141,17,FALSE)))))))))))))))))","v":false},"cm3","Zy",{"$f":"IF(AND(AR2=6,AD27=AO218),VLOOKUP(1,AN218:BQ290,28,FALSE),IF(AND(AR2=6,AD27=AO219),VLOOKUP(2,AN218:BQ290,28,FALSE),IF(AND(AR2=6,AD27=AO220),VLOOKUP(3,AN218:BQ290,28,FALSE),IF(AND(AR2=6,AD27=AO221),VLOOKUP(4,AN218:BQ290,28,FALSE),IF(AND(AR2=6,AD27=AO222),VLOOKUP(5,AN218:BQ290,28,FALSE),IF(AND(AR2=6,AD27=AO223),VLOOKUP(6,AN218:BQ290,28,FALSE),IF(AND(AR2=6,AD27=AO224),VLOOKUP(7,AN218:BQ290,28,FALSE),IF(AND(AR2=6,AD27=AO225),VLOOKUP(8,AN218:BQ290,28,FALSE),IF(AND(AR2=6,AD27=AO226),VLOOKUP(9,AN218:BQ290,28,FALSE),IF(AND(AR2=6,AD27=AO227),VLOOKUP(10,AN218:BQ290,28,FALSE),IF(AND(AR2=6,AD27=AO228),VLOOKUP(11,AN218:BQ290,28,FALSE),IF(AND(AR2=6,AD27=AO229),VLOOKUP(12,AN218:BQ290,28,FALSE),IF(AND(AR2=6,AD27=AO230),VLOOKUP(13,AN218:BQ290,28,FALSE),IF(AND(AR2=6,AD27=AO231),VLOOKUP(14,AN218:BQ290,28,FALSE),IF(AND(AR2=6,AD27=AO232),VLOOKUP(15,AN218:BQ290,28,FALSE),IF(AND(AR2=6,AD27=AO233),VLOOKUP(16,AN218:BQ290,28,FALSE),IF(AND(AR2=6,AD27=AO234),VLOOKUP(17,AN218:BQ290,28,FALSE),IF(AND(AR2=6,AD27=AO235),VLOOKUP(18,AN218:BQ290,28,FALSE),IF(AND(AR2=6,AD27=AO236),VLOOKUP(19,AN218:BQ290,28,FALSE),IF(AND(AR2=6,AD27=AO237),VLOOKUP(20,AN218:BQ290,28,FALSE),IF(AND(AR2=6,AD27=AO238),VLOOKUP(21,AN218:BQ290,28,FALSE),IF(AND(AR2=6,AD27=AO239),VLOOKUP(22,AN218:BQ290,28,FALSE),IF(AND(AR2=6,AD27=AO240),VLOOKUP(23,AN218:BQ290,28,FALSE),IF(AND(AR2=6,AD27=AO241),VLOOKUP(24,AN218:BQ290,28,FALSE),IF(AND(AR2=6,AD27=AO242),VLOOKUP(25,AN218:BQ290,28,FALSE),IF(AND(AR2=6,AD27=AO243),VLOOKUP(26,AN218:BQ290,28,FALSE),IF(AND(AR2=6,AD27=AO244),VLOOKUP(27,AN218:BQ290,28,FALSE),IF(AND(AR2=6,AD27=AO245),VLOOKUP(28,AN218:BQ290,28,FALSE),IF(AND(AR2=6,AD27=AO246),VLOOKUP(29,AN218:BQ290,28,FALSE),IF(AND(AR2=6,AD27=AO247),VLOOKUP(30,AN218:BQ290,28,FALSE),IF(AND(AR2=6,AD27=AO248),VLOOKUP(31,AN218:BQ290,28,FALSE),IF(AND(AR2=6,AD27=AO249),VLOOKUP(32,AN218:BQ290,28,FALSE),IF(AND(AR2=6,AD27=AO250),VLOOKUP(33,AN218:BQ290,28,FALSE),IF(AND(AR2=6,AD27=AO251),VLOOKUP(34,AN218:BQ290,28,FALSE),IF(AND(AR2=6,AD27=AO252),VLOOKUP(35,AN218:BQ290,28,FALSE),IF(AND(AR2=6,AD27=AO253),VLOOKUP(36,AN218:BQ290,28,FALSE),IF(AND(AR2=6,AD27=AO254),VLOOKUP(37,AN218:BQ290,28,FALSE),IF(AND(AR2=6,AD27=AO255),VLOOKUP(38,AN218:BQ290,28,FALSE),IF(AND(AR2=6,AD27=AO256),VLOOKUP(39,AN218:BQ290,28,FALSE),IF(AND(AR2=6,AD27=AO257),VLOOKUP(40,AN218:BQ290,28,FALSE),IF(AND(AR2=6,AD27=AO258),VLOOKUP(41,AN218:BQ290,28,FALSE),IF(AND(AR2=6,AD27=AO259),VLOOKUP(42,AN218:BQ290,28,FALSE),IF(AND(AR2=6,AD27=AO260),VLOOKUP(43,AN218:BQ290,28,FALSE),IF(AND(AR2=6,AD27=AO261),VLOOKUP(44,AN218:BQ290,28,FALSE),IF(AND(AR2=6,AD27=AO262),VLOOKUP(45,AN218:BQ290,28,FALSE),IF(AND(AR2=6,AD27=AO263),VLOOKUP(46,AN218:BQ290,28,FALSE),IF(AND(AR2=6,AD27=AO264),VLOOKUP(47,AN218:BQ290,28,FALSE),IF(AND(AR2=6,AD27=AO265),VLOOKUP(48,AN218:BQ290,28,FALSE),IF(AND(AR2=6,AD27=AO266),VLOOKUP(49,AN218:BQ290,28,FALSE),IF(AND(AR2=6,AD27=AO267),VLOOKUP(50,AN218:BQ290,28,FALSE),IF(AND(AR2=6,AD27=AO268),VLOOKUP(51,AN218:BQ290,28,FALSE),IF(AND(AR2=6,AD27=AO269),VLOOKUP(52,AN218:BQ290,28,FALSE),IF(AND(AR2=6,AD27=AO270),VLOOKUP(53,AN218:BQ290,28,FALSE),IF(AND(AR2=6,AD27=AO271),VLOOKUP(54,AN218:BQ290,28,FALSE),IF(AND(AR2=6,AD27=AO272),VLOOKUP(55,AN218:BQ290,28,FALSE),IF(AND(AR2=6,AD27=AO273),VLOOKUP(56,AN218:BQ290,28,FALSE),IF(AND(AR2=6,AD27=AO274),VLOOKUP(57,AN218:BQ290,28,FALSE),IF(AND(AR2=6,AD27=AO275),VLOOKUP(58,AN218:BQ290,28,FALSE),IF(AND(AR2=6,AD27=AO276),VLOOKUP(59,AN218:BQ290,28,FALSE),IF(AND(AR2=6,AD27=AO277),VLOOKUP(60,AN218:BQ290,28,FALSE),IF(AND(AR2=6,AD27=AO278),VLOOKUP(61,AN218:BQ290,28,FALSE),IF(AND(AR2=6,AD27=AO279),VLOOKUP(62,AN218:BQ290,28,FALSE),IF(AND(AR2=6,AD27=AO280),VLOOKUP(63,AN218:BQ290,28,FALSE),IF(AND(AR2=6,AD27=AO281),VLOOKUP(64,AN218:BQ290,28,FALSE)))))))))))))))))))))))))))))))))))))))))))))))))))))))))))))))))","v":false},"cm3","Zy",{"$f":"IF(AND(AR2=7,AD27=AO308),VLOOKUP(1,AN308:BB327,15,FALSE),IF(AND(AR2=7,AD27=AO309),VLOOKUP(2,AN308:BB327,15,FALSE),IF(AND(AR2=7,AD27=AO310),VLOOKUP(3,AN308:BB327,15,FALSE),IF(AND(AR2=7,AD27=AO311),VLOOKUP(4,AN308:BB327,15,FALSE),IF(AND(AR2=7,AD27=AO312),VLOOKUP(5,AN308:BB327,15,FALSE),IF(AND(AR2=7,AD27=AO313),VLOOKUP(6,AN308:BB327,15,FALSE),IF(AND(AR2=7,AD27=AO314),VLOOKUP(7,AN308:BB327,15,FALSE),IF(AND(AR2=7,AD27=AO315),VLOOKUP(8,AN308:BB327,15,FALSE),IF(AND(AR2=7,AD27=AO316),VLOOKUP(9,AN308:BB327,15,FALSE),IF(AND(AR2=7,AD27=AO317),VLOOKUP(10,AN308:BB327,15,FALSE),IF(AND(AR2=7,AD27=AO318),VLOOKUP(11,AN308:BB327,15,FALSE),IF(AND(AR2=7,AD27=AO319),VLOOKUP(12,AN308:BB327,15,FALSE),IF(AND(AR2=7,AD27=AO320),VLOOKUP(13,AN308:BB327,15,FALSE),IF(AND(AR2=7,AD27=AO321),VLOOKUP(14,AN308:BB327,15,FALSE),IF(AND(AR2=7,AD27=AO322),VLOOKUP(15,AN308:BB327,15,FALSE),IF(AND(AR2=7,AD27=AO323),VLOOKUP(16,AN308:BB327,15,FALSE),IF(AND(AR2=7,AD27=AO324),VLOOKUP(17,AN308:BB327,15,FALSE),IF(AND(AR2=7,AD27=AO325),VLOOKUP(18,AN308:BB327,15,FALSE),IF(AND(AR2=7,AD27=AO326),VLOOKUP(19,AN308:BB327,15,FALSE),IF(AND(AR2=7,AD27=AO327),VLOOKUP(20,AN308:BB327,15,FALSE)))))))))))))))))))))","v":false},"cm3","Zy",{"$f":"IF(AND(AR2=8,AD27=AO1062),VLOOKUP(1,AN1062:BG1074,20,FALSE),IF(AND(AR2=8,AD27=AO1063),VLOOKUP(2,AN1062:BG1074,20,FALSE),IF(AND(AR2=8,AD27=AO1064),VLOOKUP(3,AN1062:BG1074,20,FALSE),IF(AND(AR2=8,AD27=AO1065),VLOOKUP(4,AN1062:BG1074,20,FALSE),IF(AND(AR2=8,AD27=AO1066),VLOOKUP(5,AN1062:BG1074,20,FALSE),IF(AND(AR2=8,AD27=AO1067),VLOOKUP(6,AN1062:BG1074,20,FALSE),IF(AND(AR2=8,AD27=AO1068),VLOOKUP(7,AN1062:BG1074,20,FALSE),IF(AND(AR2=8,AD27=AO1069),VLOOKUP(8,AN1062:BG1074,20,FALSE),IF(AND(AR2=8,AD27=AO1070),VLOOKUP(9,AN1062:BG1074,20,FALSE),IF(AND(AR2=8,AD27=AO1071),VLOOKUP(10,AN1062:BG1074,20,FALSE),IF(AND(AR2=8,AD27=AO1072),VLOOKUP(11,AN1062:BG1074,20,FALSE),IF(AND(AR2=8,AD27=AO1073),VLOOKUP(12,AN1062:BG1074,20,FALSE),IF(AND(AR2=8,AD27=AO1074),VLOOKUP(13,AN1062:BG1074,20,FALSE))))))))))))))","v":false},"cm3"]
[null,"∆ allow.  x-x",null,null,null," =",{"$f":"IF(G25=\"No\",AE24*100/360,IF(AND(G25=\"Yes\",AE37=1),(AE24/2)*100/360,IF(AND(G25=\"Yes\",AE37=2),(AE24/3)*100/360,IF(AND(G25=\"Yes\",AE37=3),(AE24/4)*100/360,IF(AND(G25=\"Yes\",AE37=4),(AE24/5)*100/360)))))","v":0.27777777777777779},null,null,null,"cm.",null,{"$f":"IF(G31>=S31,\"≥\",\"<\")","v":"≥"},"∆ max.  x-x",null,null,null," =",{"$f":"IF(G25=\"No\",(5*G28*((AE24*100)^4))/(384*100*G22*AE29),IF(AND(G25=\"Yes\",AE37=1),(5*G28*(((AE24/2)*100)^4))/(384*100*G22*AE29),IF(AND(G25=\"Yes\",AE37=2),(5*G28*(((AE24/3)*100)^4))/(384*100*G22*AE29),IF(AND(G25=\"Yes\",AE37=3),(5*G28*(((AE24/4)*100)^4))/(384*100*G22*AE29),IF(AND(G25=\"Yes\",AE37=4),(5*G28*(((AE24/5)*100)^4))/(384*100*G22*AE29))))))","v":8.075530937010883E-2},null,null,null,"cm.",null,{"$f":"IF(G31>=S31,\"\",\"Fail\")","v":""},"Sy",null,null,null," =",{"$f":"IF(AND(AS30=FALSE,AV30=FALSE,AY30=FALSE,BB30=FALSE,BE30=FALSE,BH30=FALSE,BK30=FALSE,BN30=FALSE),0.0001,IF(AR2=1,AS30,IF(AR2=2,AV30,IF(AR2=3,AY30,IF(AR2=4,BB30,IF(AR2=5,BE30,IF(AR2=6,BH30,IF(AR2=7,BK30,IF(AR2=8,BN30)))))))))","v":1.02},null,null,null,"cm3",null,null,null,null,null,null,null,null,"rx",{"$f":"IF(AND(AR2=1,AD27=AO342),VLOOKUP(1,AN342:BC386,11,FALSE),IF(AND(AR2=1,AD27=AO343),VLOOKUP(2,AN342:BC386,11,FALSE),IF(AND(AR2=1,AD27=AO344),VLOOKUP(3,AN342:BC386,11,FALSE),IF(AND(AR2=1,AD27=AO345),VLOOKUP(4,AN342:BC386,11,FALSE),IF(AND(AR2=1,AD27=AO346),VLOOKUP(5,AN342:BC386,11,FALSE),IF(AND(AR2=1,AD27=AO347),VLOOKUP(6,AN342:BC386,11,FALSE),IF(AND(AR2=1,AD27=AO348),VLOOKUP(7,AN342:BC386,11,FALSE),IF(AND(AR2=1,AD27=AO349),VLOOKUP(8,AN342:BC386,11,FALSE),IF(AND(AR2=1,AD27=AO350),VLOOKUP(9,AN342:BC386,11,FALSE),IF(AND(AR2=1,AD27=AO351),VLOOKUP(10,AN342:BC386,11,FALSE),IF(AND(AR2=1,AD27=AO352),VLOOKUP(11,AN342:BC386,11,FALSE),IF(AND(AR2=1,AD27=AO353),VLOOKUP(12,AN342:BC386,11,FALSE),IF(AND(AR2=1,AD27=AO354),VLOOKUP(13,AN342:BC386,11,FALSE),IF(AND(AR2=1,AD27=AO355),VLOOKUP(14,AN342:BC386,11,FALSE),IF(AND(AR2=1,AD27=AO356),VLOOKUP(15,AN342:BC386,11,FALSE),IF(AND(AR2=1,AD27=AO357),VLOOKUP(16,AN342:BC386,11,FALSE),IF(AND(AR2=1,AD27=AO358),VLOOKUP(17,AN342:BC386,11,FALSE),IF(AND(AR2=1,AD27=AO359),VLOOKUP(18,AN342:BC386,11,FALSE),IF(AND(AR2=1,AD27=AO360),VLOOKUP(19,AN342:BC386,11,FALSE),IF(AND(AR2=1,AD27=AO361),VLOOKUP(20,AN342:BC386,11,FALSE),IF(AND(AR2=1,AD27=AO362),VLOOKUP(21,AN342:BC386,11,FALSE),IF(AND(AR2=1,AD27=AO363),VLOOKUP(22,AN342:BC386,11,FALSE),IF(AND(AR2=1,AD27=AO364),VLOOKUP(23,AN342:BC386,11,FALSE),IF(AND(AR2=1,AD27=AO365),VLOOKUP(24,AN342:BC386,11,FALSE),IF(AND(AR2=1,AD27=AO366),VLOOKUP(25,AN342:BC386,11,FALSE),IF(AND(AR2=1,AD27=AO367),VLOOKUP(26,AN342:BC386,11,FALSE),IF(AND(AR2=1,AD27=AO368),VLOOKUP(27,AN342:BC386,11,FALSE),IF(AND(AR2=1,AD27=AO369),VLOOKUP(28,AN342:BC386,11,FALSE),IF(AND(AR2=1,AD27=AO370),VLOOKUP(29,AN342:BC386,11,FALSE),IF(AND(AR2=1,AD27=AO371),VLOOKUP(30,AN342:BC386,11,FALSE),IF(AND(AR2=1,AD27=AO372),VLOOKUP(31,AN342:BC386,11,FALSE),IF(AND(AR2=1,AD27=AO373),VLOOKUP(32,AN342:BC386,11,FALSE),IF(AND(AR2=1,AD27=AO374),VLOOKUP(33,AN342:BC386,11,FALSE),IF(AND(AR2=1,AD27=AO375),VLOOKUP(34,AN342:BC386,11,FALSE),IF(AND(AR2=1,AD27=AO376),VLOOKUP(35,AN342:BC386,11,FALSE),IF(AND(AR2=1,AD27=AO377),VLOOKUP(36,AN342:BC386,11,FALSE),IF(AND(AR2=1,AD27=AO378),VLOOKUP(37,AN342:BC386,11,FALSE),IF(AND(AR2=1,AD27=AO379),VLOOKUP(38,AN342:BC386,11,FALSE),IF(AND(AR2=1,AD27=AO380),VLOOKUP(39,AN342:BC386,11,FALSE),IF(AND(AR2=1,AD27=AO381),VLOOKUP(40,AN342:BC386,11,FALSE),IF(AND(AR2=1,AD27=AO382),VLOOKUP(41,AN342:BC386,11,FALSE),IF(AND(AR2=1,AD27=AO383),VLOOKUP(42,AN342:BC386,11,FALSE),IF(AND(AR2=1,AD27=AO384),VLOOKUP(43,AN342:BC386,11,FALSE),IF(AND(AR2=1,AD27=AO385),VLOOKUP(44,AN342:BC386,11,FALSE),IF(AND(AR2=1,AD27=AO386),VLOOKUP(45,AN342:BC386,11,FALSE))))))))))))))))))))))))))))))))))))))))))))))","v":false},"cm","rx",{"$f":"IF(AND(AR2=2,AD27=AO443),VLOOKUP(1,AN443:BH475,10,FALSE),IF(AND(AR2=2,AD27=AO444),VLOOKUP(2,AN443:BH475,10,FALSE),IF(AND(AR2=2,AD27=AO445),VLOOKUP(3,AN443:BH475,10,FALSE),IF(AND(AR2=2,AD27=AO446),VLOOKUP(4,AN443:BH475,10,FALSE),IF(AND(AR2=2,AD27=AO447),VLOOKUP(5,AN443:BH475,10,FALSE),IF(AND(AR2=2,AD27=AO448),VLOOKUP(6,AN443:BH474,10,FALSE),IF(AND(AR2=2,AD27=AO449),VLOOKUP(7,AN443:BH475,10,FALSE),IF(AND(AR2=2,AD27=AO450),VLOOKUP(8,AN443:BH475,10,FALSE),IF(AND(AR2=2,AD27=AO451),VLOOKUP(9,AN443:BH475,10,FALSE),IF(AND(AR2=2,AD27=AO452),VLOOKUP(10,AN443:BH475,10,FALSE),IF(AND(AR2=2,AD27=AO453),VLOOKUP(11,AN443:BH475,10,FALSE),IF(AND(AR2=2,AD27=AO454),VLOOKUP(12,AN443:BH475,10,FALSE),IF(AND(AR2=2,AD27=AO455),VLOOKUP(13,AN443:BH475,10,FALSE),IF(AND(AR2=2,AD27=AO456),VLOOKUP(14,AN443:BH475,10,FALSE),IF(AND(AR2=2,AD27=AO457),VLOOKUP(15,AN443:BH475,10,FALSE),IF(AND(AR2=2,AD27=AO458),VLOOKUP(16,AN443:BH475,10,FALSE),IF(AND(AR2=2,AD27=AO459),VLOOKUP(17,AN443:BH475,10,FALSE),IF(AND(AR2=2,AD27=AO460),VLOOKUP(18,AN443:BH475,10,FALSE),IF(AND(AR2=2,AD27=AO461),VLOOKUP(19,AN443:BH475,10,FALSE),IF(AND(AR2=2,AD27=AO462),VLOOKUP(20,AN443:BH475,10,FALSE),IF(AND(AR2=2,AD27=AO463),VLOOKUP(21,AN443:BH475,10,FALSE),IF(AND(AR2=2,AD27=AO464),VLOOKUP(22,AN443:BH475,10,FALSE),IF(AND(AR2=2,AD27=AO465),VLOOKUP(23,AN443:BH475,10,FALSE),IF(AND(AR2=2,AD27=AO466),VLOOKUP(24,AN443:BH475,10,FALSE),IF(AND(AR2=2,AD27=AO467),VLOOKUP(25,AN443:BH475,10,FALSE),IF(AND(AR2=2,AD27=AO468),VLOOKUP(26,AN443:BH475,10,FALSE),IF(AND(AR2=2,AD27=AO469),VLOOKUP(27,AN443:BH475,10,FALSE),IF(AND(AR2=2,AD27=AO470),VLOOKUP(28,AN443:BH475,10,FALSE),IF(AND(AR2=2,AD27=AO471),VLOOKUP(29,AN443:BH475,10,FALSE),IF(AND(AR2=2,AD27=AO472),VLOOKUP(30,AN443:BH475,10,FALSE),IF(AND(AR2=2,AD27=AO473),VLOOKUP(31,AN443:BH475,10,FALSE),IF(AND(AR2=2,AD27=AO474),VLOOKUP(32,AN443:BH475,10,FALSE),IF(AND(AR2=2,AD27=AO475),VLOOKUP(33,AN443:BH475,10,FALSE))))))))))))))))))))))))))))))))))","v":0.34},"cm","rx",{"$f":"IF(AND(AR2=3,AD27=AO402),VLOOKUP(1,AN402:AZ427,12,FALSE),IF(AND(AR2=3,AD27=AO403),VLOOKUP(2,AN402:AZ427,12,FALSE),IF(AND(AR2=3,AD27=AO404),VLOOKUP(3,AN402:AZ427,12,FALSE),IF(AND(AR2=3,AD27=AO405),VLOOKUP(4,AN402:AZ427,12,FALSE),IF(AND(AR2=3,AD27=AO406),VLOOKUP(5,AN402:AZ427,12,FALSE),IF(AND(AR2=3,AD27=AO407),VLOOKUP(6,AN402:AZ427,12,FALSE),IF(AND(AR2=3,AD27=AO408),VLOOKUP(7,AN402:AZ427,12,FALSE),IF(AND(AR2=3,AD27=AO409),VLOOKUP(8,AN402:AZ427,12,FALSE),IF(AND(AR2=3,AD27=AO410),VLOOKUP(9,AN402:AZ427,12,FALSE),IF(AND(AR2=3,AD27=AO411),VLOOKUP(10,AN402:AZ427,12,FALSE),IF(AND(AR2=3,AD27=AO412),VLOOKUP(11,AN402:AZ427,12,FALSE),IF(AND(AR2=3,AD27=AO413),VLOOKUP(12,AN402:AZ427,12,FALSE),IF(AND(AR2=3,AD27=AO414),VLOOKUP(13,AN402:AZ427,12,FALSE),IF(AND(AR2=3,AD27=AO415),VLOOKUP(14,AN402:AZ427,12,FALSE),IF(AND(AR2=3,AD27=AO416),VLOOKUP(15,AN402:AZ427,12,FALSE),IF(AND(AR2=3,AD27=AO417),VLOOKUP(16,AN402:AZ427,12,FALSE),IF(AND(AR2=3,AD27=AO418),VLOOKUP(17,AN402:AZ427,12,FALSE),IF(AND(AR2=3,AD27=AO419),VLOOKUP(18,AN402:AZ427,12,FALSE),IF(AND(AR2=3,AD27=AO420),VLOOKUP(19,AN402:AZ427,12,FALSE),IF(AND(AR2=3,AD27=AO421),VLOOKUP(20,AN402:AZ427,12,FALSE),IF(AND(AR2=3,AD27=AO422),VLOOKUP(21,AN402:AZ427,12,FALSE),IF(AND(AR2=3,AD27=AO423),VLOOKUP(22,AN402:AZ427,12,FALSE),IF(AND(AR2=3,AD27=AO424),VLOOKUP(23,AN402:AZ427,12,FALSE),IF(AND(AR2=3,AD27=AO425),VLOOKUP(24,AN402:AZ427,12,FALSE),IF(AND(AR2=3,AD27=AO426),VLOOKUP(25,AN402:AZ427,12,FALSE),IF(AND(AR2=3,AD27=AO427),VLOOKUP(26,AN402:AZ427,12,FALSE)))))))))))))))))))))))))))","v":false},"cm","rx",{"$f":"IF(AND(AR2=4,AD27=AO157),VLOOKUP(1,AN157:BG202,15,FALSE),IF(AND(AR2=4,AD27=AO158),VLOOKUP(2,AN157:BG202,15,FALSE),IF(AND(AR2=4,AD27=AO159),VLOOKUP(3,AN157:BG202,15,FALSE),IF(AND(AR2=4,AD27=AO160),VLOOKUP(4,AN157:BG202,15,FALSE),IF(AND(AR2=4,AD27=AO161),VLOOKUP(5,AN157:BG202,15,FALSE),IF(AND(AR2=4,AD27=AO162),VLOOKUP(6,AN157:BG202,15,FALSE),IF(AND(AR2=4,AD27=AO163),VLOOKUP(7,AN157:BG202,15,FALSE),IF(AND(AR2=4,AD27=AO164),VLOOKUP(8,AN157:BG202,15,FALSE),IF(AND(AR2=4,AD27=AO165),VLOOKUP(9,AN157:BG202,15,FALSE),IF(AND(AR2=4,AD27=AO166),VLOOKUP(10,AN157:BG202,15,FALSE),IF(AND(AR2=4,AD27=AO167),VLOOKUP(11,AN157:BG202,15,FALSE),IF(AND(AR2=4,AD27=AO168),VLOOKUP(12,AN157:BG202,15,FALSE),IF(AND(AR2=4,AD27=AO169),VLOOKUP(13,AN157:BG202,15,FALSE),IF(AND(AR2=4,AD27=AO170),VLOOKUP(14,AN157:BG202,15,FALSE),IF(AND(AR2=4,AD27=AO171),VLOOKUP(15,AN157:BG202,15,FALSE),IF(AND(AR2=4,AD27=AO172),VLOOKUP(16,AN157:BG202,15,FALSE),IF(AND(AR2=4,AD27=AO173),VLOOKUP(17,AN157:BG202,15,FALSE),IF(AND(AR2=4,AD27=AO174),VLOOKUP(18,AN157:BG202,15,FALSE),IF(AND(AR2=4,AD27=AO175),VLOOKUP(19,AN157:BG202,15,FALSE),IF(AND(AR2=4,AD27=AO176),VLOOKUP(20,AN157:BG202,15,FALSE),IF(AND(AR2=4,AD27=AO177),VLOOKUP(21,AN157:BG202,15,FALSE),IF(AND(AR2=4,AD27=AO178),VLOOKUP(22,AN157:BG202,15,FALSE),IF(AND(AR2=4,AD27=AO179),VLOOKUP(23,AN157:BG202,15,FALSE),IF(AND(AR2=4,AD27=AO180),VLOOKUP(24,AN157:BG202,15,FALSE),IF(AND(AR2=4,AD27=AO181),VLOOKUP(25,AN157:BG202,15,FALSE),IF(AND(AR2=4,AD27=AO182),VLOOKUP(26,AN157:BG202,15,FALSE),IF(AND(AR2=4,AD27=AO183),VLOOKUP(27,AN157:BG202,15,FALSE),IF(AND(AR2=4,AD27=AO184),VLOOKUP(28,AN157:BG202,15,FALSE),IF(AND(AR2=4,AD27=AO185),VLOOKUP(29,AN157:BG202,15,FALSE),IF(AND(AR2=4,AD27=AO186),VLOOKUP(30,AN157:BG202,15,FALSE),IF(AND(AR2=4,AD27=AO187),VLOOKUP(31,AN157:BG202,15,FALSE),IF(AND(AR2=4,AD27=AO188),VLOOKUP(32,AN157:BG202,15,FALSE),IF(AND(AR2=4,AD27=AO189),VLOOKUP(33,AN157:BG202,15,FALSE),IF(AND(AR2=4,AD27=AO190),VLOOKUP(34,AN157:BG202,15,FALSE),IF(AND(AR2=4,AD27=AO191),VLOOKUP(35,AN157:BG202,15,FALSE),IF(AND(AR2=4,AD27=AO192),VLOOKUP(36,AN157:BG202,15,FALSE),IF(AND(AR2=4,AD27=AO193),VLOOKUP(37,AN157:BG202,15,FALSE),IF(AND(AR2=4,AD27=AO194),VLOOKUP(38,AN157:BG202,15,FALSE),IF(AND(AR2=4,AD27=AO195),VLOOKUP(39,AN157:BG202,15,FALSE),IF(AND(AR2=4,AD27=AO196),VLOOKUP(40,AN157:BG202,15,FALSE),IF(AND(AR2=4,AD27=AO197),VLOOKUP(41,AN157:BG202,15,FALSE),IF(AND(AR2=4,AD27=AO198),VLOOKUP(42,AN157:BG202,15,FALSE),IF(AND(AR2=4,AD27=AO199),VLOOKUP(43,AN157:BG202,15,FALSE),IF(AND(AR2=4,AD27=AO200),VLOOKUP(44,AN157:BG202,15,FALSE),IF(AND(AR2=4,AD27=AO201),VLOOKUP(45,AN157:BG202,15,FALSE),IF(AND(AR2=4,AD27=AO202),VLOOKUP(46,AN157:BG202,15,FALSE)))))))))))))))))))))))))))))))))))))))))))))))","v":false},"cm","rx",{"$f":"IF(AND(AR2=5,AD27=AO126),VLOOKUP(1,AN126:BD141,14,FALSE),IF(AND(AR2=5,AD27=AO127),VLOOKUP(2,AN126:BD141,14,FALSE),IF(AND(AR2=5,AD27=AO128),VLOOKUP(3,AN126:BD141,14,FALSE),IF(AND(AR2=5,AD27=AO129),VLOOKUP(4,AN126:BD141,14,FALSE),IF(AND(AR2=5,AD27=AO130),VLOOKUP(5,AN126:BD141,14,FALSE),IF(AND(AR2=5,AD27=AO131),VLOOKUP(6,AN126:BD141,14,FALSE),IF(AND(AR2=5,AD27=AO132),VLOOKUP(7,AN126:BD141,14,FALSE),IF(AND(AR2=5,AD27=AO133),VLOOKUP(8,AN126:BD141,14,FALSE),IF(AND(AR2=5,AD27=AO134),VLOOKUP(9,AN126:BD141,14,FALSE),IF(AND(AR2=5,AD27=AO135),VLOOKUP(10,AN126:BD141,14,FALSE),IF(AND(AR2=5,AD27=AO136),VLOOKUP(11,AN126:BD141,14,FALSE),IF(AND(AR2=5,AD27=AO137),VLOOKUP(12,AN126:BD141,14,FALSE),IF(AND(AR2=5,AD27=AO138),VLOOKUP(13,AN126:BD141,14,FALSE),IF(AND(AR2=5,AD27=AO139),VLOOKUP(14,AN126:BD141,14,FALSE),IF(AND(AR2=5,AD27=AO140),VLOOKUP(15,AN126:BD141,14,FALSE),IF(AND(AR2=5,AD27=AO141),VLOOKUP(16,AN126:BD141,14,FALSE)))))))))))))))))","v":false},"cm","rx",{"$f":"IF(AND(AR2=6,AD27=AO218),VLOOKUP(1,AN218:BQ290,22,FALSE),IF(AND(AR2=6,AD27=AO219),VLOOKUP(2,AN218:BQ290,22,FALSE),IF(AND(AR2=6,AD27=AO220),VLOOKUP(3,AN218:BQ290,22,FALSE),IF(AND(AR2=6,AD27=AO221),VLOOKUP(4,AN218:BQ290,22,FALSE),IF(AND(AR2=6,AD27=AO222),VLOOKUP(5,AN218:BQ290,22,FALSE),IF(AND(AR2=6,AD27=AO223),VLOOKUP(6,AN218:BQ290,22,FALSE),IF(AND(AR2=6,AD27=AO224),VLOOKUP(7,AN218:BQ290,22,FALSE),IF(AND(AR2=6,AD27=AO225),VLOOKUP(8,AN218:BQ290,22,FALSE),IF(AND(AR2=6,AD27=AO226),VLOOKUP(9,AN218:BQ290,22,FALSE),IF(AND(AR2=6,AD27=AO227),VLOOKUP(10,AN218:BQ290,22,FALSE),IF(AND(AR2=6,AD27=AO228),VLOOKUP(11,AN218:BQ290,22,FALSE),IF(AND(AR2=6,AD27=AO229),VLOOKUP(12,AN218:BQ290,22,FALSE),IF(AND(AR2=6,AD27=AO230),VLOOKUP(13,AN218:BQ290,22,FALSE),IF(AND(AR2=6,AD27=AO231),VLOOKUP(14,AN218:BQ290,22,FALSE),IF(AND(AR2=6,AD27=AO232),VLOOKUP(15,AN218:BQ290,22,FALSE),IF(AND(AR2=6,AD27=AO233),VLOOKUP(16,AN218:BQ290,22,FALSE),IF(AND(AR2=6,AD27=AO234),VLOOKUP(17,AN218:BQ290,22,FALSE),IF(AND(AR2=6,AD27=AO235),VLOOKUP(18,AN218:BQ290,22,FALSE),IF(AND(AR2=6,AD27=AO236),VLOOKUP(19,AN218:BQ290,22,FALSE),IF(AND(AR2=6,AD27=AO237),VLOOKUP(20,AN218:BQ290,22,FALSE),IF(AND(AR2=6,AD27=AO238),VLOOKUP(21,AN218:BQ290,22,FALSE),IF(AND(AR2=6,AD27=AO239),VLOOKUP(22,AN218:BQ290,22,FALSE),IF(AND(AR2=6,AD27=AO240),VLOOKUP(23,AN218:BQ290,22,FALSE),IF(AND(AR2=6,AD27=AO241),VLOOKUP(24,AN218:BQ290,22,FALSE),IF(AND(AR2=6,AD27=AO242),VLOOKUP(25,AN218:BQ290,22,FALSE),IF(AND(AR2=6,AD27=AO243),VLOOKUP(26,AN218:BQ290,22,FALSE),IF(AND(AR2=6,AD27=AO244),VLOOKUP(27,AN218:BQ290,22,FALSE),IF(AND(AR2=6,AD27=AO245),VLOOKUP(28,AN218:BQ290,22,FALSE),IF(AND(AR2=6,AD27=AO246),VLOOKUP(29,AN218:BQ290,22,FALSE),IF(AND(AR2=6,AD27=AO247),VLOOKUP(30,AN218:BQ290,22,FALSE),IF(AND(AR2=6,AD27=AO248),VLOOKUP(31,AN218:BQ290,22,FALSE),IF(AND(AR2=6,AD27=AO249),VLOOKUP(32,AN218:BQ290,22,FALSE),IF(AND(AR2=6,AD27=AO250),VLOOKUP(33,AN218:BQ290,22,FALSE),IF(AND(AR2=6,AD27=AO251),VLOOKUP(34,AN218:BQ290,22,FALSE),IF(AND(AR2=6,AD27=AO252),VLOOKUP(35,AN218:BQ290,22,FALSE),IF(AND(AR2=6,AD27=AO253),VLOOKUP(36,AN218:BQ290,22,FALSE),IF(AND(AR2=6,AD27=AO254),VLOOKUP(37,AN218:BQ290,22,FALSE),IF(AND(AR2=6,AD27=AO255),VLOOKUP(38,AN218:BQ290,22,FALSE),IF(AND(AR2=6,AD27=AO256),VLOOKUP(39,AN218:BQ290,22,FALSE),IF(AND(AR2=6,AD27=AO257),VLOOKUP(40,AN218:BQ290,22,FALSE),IF(AND(AR2=6,AD27=AO258),VLOOKUP(41,AN218:BQ290,22,FALSE),IF(AND(AR2=6,AD27=AO259),VLOOKUP(42,AN218:BQ290,22,FALSE),IF(AND(AR2=6,AD27=AO260),VLOOKUP(43,AN218:BQ290,22,FALSE),IF(AND(AR2=6,AD27=AO261),VLOOKUP(44,AN218:BQ290,22,FALSE),IF(AND(AR2=6,AD27=AO262),VLOOKUP(45,AN218:BQ290,22,FALSE),IF(AND(AR2=6,AD27=AO263),VLOOKUP(46,AN218:BQ290,22,FALSE),IF(AND(AR2=6,AD27=AO264),VLOOKUP(47,AN218:BQ290,22,FALSE),IF(AND(AR2=6,AD27=AO265),VLOOKUP(48,AN218:BQ290,22,FALSE),IF(AND(AR2=6,AD27=AO266),VLOOKUP(49,AN218:BQ290,22,FALSE),IF(AND(AR2=6,AD27=AO267),VLOOKUP(50,AN218:BQ290,22,FALSE),IF(AND(AR2=6,AD27=AO268),VLOOKUP(51,AN218:BQ290,22,FALSE),IF(AND(AR2=6,AD27=AO269),VLOOKUP(52,AN218:BQ290,22,FALSE),IF(AND(AR2=6,AD27=AO270),VLOOKUP(53,AN218:BQ290,22,FALSE),IF(AND(AR2=6,AD27=AO271),VLOOKUP(54,AN218:BQ290,22,FALSE),IF(AND(AR2=6,AD27=AO272),VLOOKUP(55,AN218:BQ290,22,FALSE),IF(AND(AR2=6,AD27=AO273),VLOOKUP(56,AN218:BQ290,22,FALSE),IF(AND(AR2=6,AD27=AO274),VLOOKUP(57,AN218:BQ290,22,FALSE),IF(AND(AR2=6,AD27=AO275),VLOOKUP(58,AN218:BQ290,22,FALSE),IF(AND(AR2=6,AD27=AO276),VLOOKUP(59,AN218:BQ290,22,FALSE),IF(AND(AR2=6,AD27=AO277),VLOOKUP(60,AN218:BQ290,22,FALSE),IF(AND(AR2=6,AD27=AO278),VLOOKUP(61,AN218:BQ290,22,FALSE),IF(AND(AR2=6,AD27=AO279),VLOOKUP(62,AN218:BQ290,22,FALSE),IF(AND(AR2=6,AD27=AO280),VLOOKUP(63,AN218:BQ290,22,FALSE),IF(AND(AR2=6,AD27=AO281),VLOOKUP(64,AN218:BQ290,22,FALSE)))))))))))))))))))))))))))))))))))))))))))))))))))))))))))))))))","v":false},"cm","rx",{"$f":"IF(AND(AR2=7,AD27=AO308),VLOOKUP(1,AN308:BB327,12,FALSE),IF(AND(AR2=7,AD27=AO309),VLOOKUP(2,AN308:BB327,12,FALSE),IF(AND(AR2=7,AD27=AO310),VLOOKUP(3,AN308:BB327,12,FALSE),IF(AND(AR2=7,AD27=AO311),VLOOKUP(4,AN308:BB327,12,FALSE),IF(AND(AR2=7,AD27=AO312),VLOOKUP(5,AN308:BB327,12,FALSE),IF(AND(AR2=7,AD27=AO313),VLOOKUP(6,AN308:BB327,12,FALSE),IF(AND(AR2=7,AD27=AO314),VLOOKUP(7,AN308:BB327,12,FALSE),IF(AND(AR2=7,AD27=AO315),VLOOKUP(8,AN308:BB327,12,FALSE),IF(AND(AR2=7,AD27=AO316),VLOOKUP(9,AN308:BB327,12,FALSE),IF(AND(AR2=7,AD27=AO317),VLOOKUP(10,AN308:BB327,12,FALSE),IF(AND(AR2=7,AD27=AO318),VLOOKUP(11,AN308:BB327,12,FALSE),IF(AND(AR2=7,AD27=AO319),VLOOKUP(12,AN308:BB327,12,FALSE),IF(AND(AR2=7,AD27=AO320),VLOOKUP(13,AN308:BB327,12,FALSE),IF(AND(AR2=7,AD27=AO321),VLOOKUP(14,AN308:BB327,12,FALSE),IF(AND(AR2=7,AD27=AO322),VLOOKUP(15,AN308:BB327,12,FALSE),IF(AND(AR2=7,AD27=AO323),VLOOKUP(16,AN308:BB327,12,FALSE),IF(AND(AR2=7,AD27=AO324),VLOOKUP(17,AN308:BB327,12,FALSE),IF(AND(AR2=7,AD27=AO325),VLOOKUP(18,AN308:BB327,12,FALSE),IF(AND(AR2=7,AD27=AO326),VLOOKUP(19,AN308:BB327,12,FALSE),IF(AND(AR2=7,AD27=AO327),VLOOKUP(20,AN308:BB327,12,FALSE)))))))))))))))))))))","v":false},"cm","rx",{"$f":"IF(AND(AR2=8,AD27=AO1062),VLOOKUP(1,AN1062:BG1074,15,FALSE),IF(AND(AR2=8,AD27=AO1063),VLOOKUP(2,AN1062:BG1074,15,FALSE),IF(AND(AR2=8,AD27=AO1064),VLOOKUP(3,AN1062:BG1074,15,FALSE),IF(AND(AR2=8,AD27=AO1065),VLOOKUP(4,AN1062:BG1074,15,FALSE),IF(AND(AR2=8,AD27=AO1066),VLOOKUP(5,AN1062:BG1074,15,FALSE),IF(AND(AR2=8,AD27=AO1067),VLOOKUP(6,AN1062:BG1074,15,FALSE),IF(AND(AR2=8,AD27=AO1068),VLOOKUP(7,AN1062:BG1074,15,FALSE),IF(AND(AR2=8,AD27=AO1069),VLOOKUP(8,AN1062:BG1074,15,FALSE),IF(AND(AR2=8,AD27=AO1070),VLOOKUP(9,AN1062:BG1074,15,FALSE),IF(AND(AR2=8,AD27=AO1071),VLOOKUP(10,AN1062:BG1074,15,FALSE),IF(AND(AR2=8,AD27=AO1072),VLOOKUP(11,AN1062:BG1074,15,FALSE),IF(AND(AR2=8,AD27=AO1073),VLOOKUP(12,AN1062:BG1074,15,FALSE),IF(AND(AR2=8,AD27=AO1074),VLOOKUP(13,AN1062:BG1074,15,FALSE))))))))))))))","v":false},"cm"]
[null,"fb",null,null,null," =",{"$f":"IF(G25=\"No\",((S27*100)/AE30)+((S28*100)/AE31),((S27*100)/AE30)+((G37*100)/S37))","v":529.1990950765661},null,null,null,"kg./cm.2",null,{"$f":"IF(G32<=S32,\"≤\",\">\")","v":"≤"},"Fb",null,null,null," =",{"$f":"0.6*G23","v":1440},null,null,null,"kg./cm.2",null,{"$f":"IF(G32<=S32,\"\",\"Fail\")","v":""},"rx",null,null,null," =",{"$f":"IF(AND(AS31=FALSE,AV31=FALSE,AY31=FALSE,BB31=FALSE,BE31=FALSE,BH31=FALSE,BK31=FALSE,BN31=FALSE),0.0001,IF(AR2=1,AS31,IF(AR2=2,AV31,IF(AR2=3,AY31,IF(AR2=4,BB31,IF(AR2=5,BE31,IF(AR2=6,BH31,IF(AR2=7,BK31,IF(AR2=8,BN31)))))))))","v":0.34},null,null,null,"cm",null,null,null,null,null,null,null,null,"ry",{"$f":"IF(AND(AR2=1,AD27=AO342),VLOOKUP(1,AN342:BC386,12,FALSE),IF(AND(AR2=1,AD27=AO343),VLOOKUP(2,AN342:BC386,12,FALSE),IF(AND(AR2=1,AD27=AO344),VLOOKUP(3,AN342:BC386,12,FALSE),IF(AND(AR2=1,AD27=AO345),VLOOKUP(4,AN342:BC386,12,FALSE),IF(AND(AR2=1,AD27=AO346),VLOOKUP(5,AN342:BC386,12,FALSE),IF(AND(AR2=1,AD27=AO347),VLOOKUP(6,AN342:BC386,12,FALSE),IF(AND(AR2=1,AD27=AO348),VLOOKUP(7,AN342:BC386,12,FALSE),IF(AND(AR2=1,AD27=AO349),VLOOKUP(8,AN342:BC386,12,FALSE),IF(AND(AR2=1,AD27=AO350),VLOOKUP(9,AN342:BC386,12,FALSE),IF(AND(AR2=1,AD27=AO351),VLOOKUP(10,AN342:BC386,12,FALSE),IF(AND(AR2=1,AD27=AO352),VLOOKUP(11,AN342:BC386,12,FALSE),IF(AND(AR2=1,AD27=AO353),VLOOKUP(12,AN342:BC386,12,FALSE),IF(AND(AR2=1,AD27=AO354),VLOOKUP(13,AN342:BC386,12,FALSE),IF(AND(AR2=1,AD27=AO355),VLOOKUP(14,AN342:BC386,12,FALSE),IF(AND(AR2=1,AD27=AO356),VLOOKUP(15,AN342:BC386,12,FALSE),IF(AND(AR2=1,AD27=AO357),VLOOKUP(16,AN342:BC386,12,FALSE),IF(AND(AR2=1,AD27=AO358),VLOOKUP(17,AN342:BC386,12,FALSE),IF(AND(AR2=1,AD27=AO359),VLOOKUP(18,AN342:BC386,12,FALSE),IF(AND(AR2=1,AD27=AO360),VLOOKUP(19,AN342:BC386,12,FALSE),IF(AND(AR2=1,AD27=AO361),VLOOKUP(20,AN342:BC386,12,FALSE),IF(AND(AR2=1,AD27=AO362),VLOOKUP(21,AN342:BC386,12,FALSE),IF(AND(AR2=1,AD27=AO363),VLOOKUP(22,AN342:BC386,12,FALSE),IF(AND(AR2=1,AD27=AO364),VLOOKUP(23,AN342:BC386,12,FALSE),IF(AND(AR2=1,AD27=AO365),VLOOKUP(24,AN342:BC386,12,FALSE),IF(AND(AR2=1,AD27=AO366),VLOOKUP(25,AN342:BC386,12,FALSE),IF(AND(AR2=1,AD27=AO367),VLOOKUP(26,AN342:BC386,12,FALSE),IF(AND(AR2=1,AD27=AO368),VLOOKUP(27,AN342:BC386,12,FALSE),IF(AND(AR2=1,AD27=AO369),VLOOKUP(28,AN342:BC386,12,FALSE),IF(AND(AR2=1,AD27=AO370),VLOOKUP(29,AN342:BC386,12,FALSE),IF(AND(AR2=1,AD27=AO371),VLOOKUP(30,AN342:BC386,12,FALSE),IF(AND(AR2=1,AD27=AO372),VLOOKUP(31,AN342:BC386,12,FALSE),IF(AND(AR2=1,AD27=AO373),VLOOKUP(32,AN342:BC386,12,FALSE),IF(AND(AR2=1,AD27=AO374),VLOOKUP(33,AN342:BC386,12,FALSE),IF(AND(AR2=1,AD27=AO375),VLOOKUP(34,AN342:BC386,12,FALSE),IF(AND(AR2=1,AD27=AO376),VLOOKUP(35,AN342:BC386,12,FALSE),IF(AND(AR2=1,AD27=AO377),VLOOKUP(36,AN342:BC386,12,FALSE),IF(AND(AR2=1,AD27=AO378),VLOOKUP(37,AN342:BC386,12,FALSE),IF(AND(AR2=1,AD27=AO379),VLOOKUP(38,AN342:BC386,12,FALSE),IF(AND(AR2=1,AD27=AO380),VLOOKUP(39,AN342:BC386,12,FALSE),IF(AND(AR2=1,AD27=AO381),VLOOKUP(40,AN342:BC386,12,FALSE),IF(AND(AR2=1,AD27=AO382),VLOOKUP(41,AN342:BC386,12,FALSE),IF(AND(AR2=1,AD27=AO383),VLOOKUP(42,AN342:BC386,12,FALSE),IF(AND(AR2=1,AD27=AO384),VLOOKUP(43,AN342:BC386,12,FALSE),IF(AND(AR2=1,AD27=AO385),VLOOKUP(44,AN342:BC386,12,FALSE),IF(AND(AR2=1,AD27=AO386),VLOOKUP(45,AN342:BC386,12,FALSE))))))))))))))))))))))))))))))))))))))))))))))","v":false},"cm","ry",{"$f":"IF(AND(AR2=2,AD27=AO443),VLOOKUP(1,AN443:BH475,10,FALSE),IF(AND(AR2=2,AD27=AO444),VLOOKUP(2,AN443:BH475,10,FALSE),IF(AND(AR2=2,AD27=AO445),VLOOKUP(3,AN443:BH475,10,FALSE),IF(AND(AR2=2,AD27=AO446),VLOOKUP(4,AN443:BH475,10,FALSE),IF(AND(AR2=2,AD27=AO447),VLOOKUP(5,AN443:BH475,10,FALSE),IF(AND(AR2=2,AD27=AO448),VLOOKUP(6,AN443:BH474,10,FALSE),IF(AND(AR2=2,AD27=AO449),VLOOKUP(7,AN443:BH475,10,FALSE),IF(AND(AR2=2,AD27=AO450),VLOOKUP(8,AN443:BH475,10,FALSE),IF(AND(AR2=2,AD27=AO451),VLOOKUP(9,AN443:BH475,10,FALSE),IF(AND(AR2=2,AD27=AO452),VLOOKUP(10,AN443:BH475,10,FALSE),IF(AND(AR2=2,AD27=AO453),VLOOKUP(11,AN443:BH475,10,FALSE),IF(AND(AR2=2,AD27=AO454),VLOOKUP(12,AN443:BH475,10,FALSE),IF(AND(AR2=2,AD27=AO455),VLOOKUP(13,AN443:BH475,10,FALSE),IF(AND(AR2=2,AD27=AO456),VLOOKUP(14,AN443:BH475,10,FALSE),IF(AND(AR2=2,AD27=AO457),VLOOKUP(15,AN443:BH475,10,FALSE),IF(AND(AR2=2,AD27=AO458),VLOOKUP(16,AN443:BH475,10,FALSE),IF(AND(AR2=2,AD27=AO459),VLOOKUP(17,AN443:BH475,10,FALSE),IF(AND(AR2=2,AD27=AO460),VLOOKUP(18,AN443:BH475,10,FALSE),IF(AND(AR2=2,AD27=AO461),VLOOKUP(19,AN443:BH475,10,FALSE),IF(AND(AR2=2,AD27=AO462),VLOOKUP(20,AN443:BH475,10,FALSE),IF(AND(AR2=2,AD27=AO463),VLOOKUP(21,AN443:BH475,10,FALSE),IF(AND(AR2=2,AD27=AO464),VLOOKUP(22,AN443:BH475,10,FALSE),IF(AND(AR2=2,AD27=AO465),VLOOKUP(23,AN443:BH475,10,FALSE),IF(AND(AR2=2,AD27=AO466),VLOOKUP(24,AN443:BH475,10,FALSE),IF(AND(AR2=2,AD27=AO467),VLOOKUP(25,AN443:BH475,10,FALSE),IF(AND(AR2=2,AD27=AO468),VLOOKUP(26,AN443:BH475,10,FALSE),IF(AND(AR2=2,AD27=AO469),VLOOKUP(27,AN443:BH475,10,FALSE),IF(AND(AR2=2,AD27=AO470),VLOOKUP(28,AN443:BH475,10,FALSE),IF(AND(AR2=2,AD27=AO471),VLOOKUP(29,AN443:BH475,10,FALSE),IF(AND(AR2=2,AD27=AO472),VLOOKUP(30,AN443:BH475,10,FALSE),IF(AND(AR2=2,AD27=AO473),VLOOKUP(31,AN443:BH475,10,FALSE),IF(AND(AR2=2,AD27=AO474),VLOOKUP(32,AN443:BH475,10,FALSE),IF(AND(AR2=2,AD27=AO475),VLOOKUP(33,AN443:BH475,10,FALSE))))))))))))))))))))))))))))))))))","v":0.34},"cm","ry",{"$f":"IF(AND(AR2=3,AD27=AO402),VLOOKUP(1,AN402:AZ427,13,FALSE),IF(AND(AR2=3,AD27=AO403),VLOOKUP(2,AN402:AZ427,13,FALSE),IF(AND(AR2=3,AD27=AO404),VLOOKUP(3,AN402:AZ427,13,FALSE),IF(AND(AR2=3,AD27=AO405),VLOOKUP(4,AN402:AZ427,13,FALSE),IF(AND(AR2=3,AD27=AO406),VLOOKUP(5,AN402:AZ427,13,FALSE),IF(AND(AR2=3,AD27=AO407),VLOOKUP(6,AN402:AZ427,13,FALSE),IF(AND(AR2=3,AD27=AO408),VLOOKUP(7,AN402:AZ427,13,FALSE),IF(AND(AR2=3,AD27=AO409),VLOOKUP(8,AN402:AZ427,13,FALSE),IF(AND(AR2=3,AD27=AO410),VLOOKUP(9,AN402:AZ427,13,FALSE),IF(AND(AR2=3,AD27=AO411),VLOOKUP(10,AN402:AZ427,13,FALSE),IF(AND(AR2=3,AD27=AO412),VLOOKUP(11,AN402:AZ427,13,FALSE),IF(AND(AR2=3,AD27=AO413),VLOOKUP(12,AN402:AZ427,13,FALSE),IF(AND(AR2=3,AD27=AO414),VLOOKUP(13,AN402:AZ427,13,FALSE),IF(AND(AR2=3,AD27=AO415),VLOOKUP(14,AN402:AZ427,13,FALSE),IF(AND(AR2=3,AD27=AO416),VLOOKUP(15,AN402:AZ427,13,FALSE),IF(AND(AR2=3,AD27=AO417),VLOOKUP(16,AN402:AZ427,13,FALSE),IF(AND(AR2=3,AD27=AO418),VLOOKUP(17,AN402:AZ427,13,FALSE),IF(AND(AR2=3,AD27=AO419),VLOOKUP(18,AN402:AZ427,13,FALSE),IF(AND(AR2=3,AD27=AO420),VLOOKUP(19,AN402:AZ427,13,FALSE),IF(AND(AR2=3,AD27=AO421),VLOOKUP(20,AN402:AZ427,13,FALSE),IF(AND(AR2=3,AD27=AO422),VLOOKUP(21,AN402:AZ427,13,FALSE),IF(AND(AR2=3,AD27=AO423),VLOOKUP(22,AN402:AZ427,13,FALSE),IF(AND(AR2=3,AD27=AO424),VLOOKUP(23,AN402:AZ427,13,FALSE),IF(AND(AR2=3,AD27=AO425),VLOOKUP(24,AN402:AZ427,13,FALSE),IF(AND(AR2=3,AD27=AO426),VLOOKUP(25,AN402:AZ427,13,FALSE),IF(AND(AR2=3,AD27=AO427),VLOOKUP(26,AN402:AZ427,13,FALSE)))))))))))))))))))))))))))","v":false},"cm","ry",{"$f":"BB31","v":false},"cm","ry",{"$f":"IF(AND(AR2=5,AD27=AO126),VLOOKUP(1,AN126:BD141,15,FALSE),IF(AND(AR2=5,AD27=AO127),VLOOKUP(2,AN126:BD141,15,FALSE),IF(AND(AR2=5,AD27=AO128),VLOOKUP(3,AN126:BD141,15,FALSE),IF(AND(AR2=5,AD27=AO129),VLOOKUP(4,AN126:BD141,15,FALSE),IF(AND(AR2=5,AD27=AO130),VLOOKUP(5,AN126:BD141,15,FALSE),IF(AND(AR2=5,AD27=AO131),VLOOKUP(6,AN126:BD141,15,FALSE),IF(AND(AR2=5,AD27=AO132),VLOOKUP(7,AN126:BD141,15,FALSE),IF(AND(AR2=5,AD27=AO133),VLOOKUP(8,AN126:BD141,15,FALSE),IF(AND(AR2=5,AD27=AO134),VLOOKUP(9,AN126:BD141,15,FALSE),IF(AND(AR2=5,AD27=AO135),VLOOKUP(10,AN126:BD141,15,FALSE),IF(AND(AR2=5,AD27=AO136),VLOOKUP(11,AN126:BD141,15,FALSE),IF(AND(AR2=5,AD27=AO137),VLOOKUP(12,AN126:BD141,15,FALSE),IF(AND(AR2=5,AD27=AO138),VLOOKUP(13,AN126:BD141,15,FALSE),IF(AND(AR2=5,AD27=AO139),VLOOKUP(14,AN126:BD141,15,FALSE),IF(AND(AR2=5,AD27=AO140),VLOOKUP(15,AN126:BD141,15,FALSE),IF(AND(AR2=5,AD27=AO141),VLOOKUP(16,AN126:BD141,15,FALSE)))))))))))))))))","v":false},"cm","ry",{"$f":"IF(AND(AR2=6,AD27=AO218),VLOOKUP(1,AN218:BQ290,24,FALSE),IF(AND(AR2=6,AD27=AO219),VLOOKUP(2,AN218:BQ290,24,FALSE),IF(AND(AR2=6,AD27=AO220),VLOOKUP(3,AN218:BQ290,24,FALSE),IF(AND(AR2=6,AD27=AO221),VLOOKUP(4,AN218:BQ290,24,FALSE),IF(AND(AR2=6,AD27=AO222),VLOOKUP(5,AN218:BQ290,24,FALSE),IF(AND(AR2=6,AD27=AO223),VLOOKUP(6,AN218:BQ290,24,FALSE),IF(AND(AR2=6,AD27=AO224),VLOOKUP(7,AN218:BQ290,24,FALSE),IF(AND(AR2=6,AD27=AO225),VLOOKUP(8,AN218:BQ290,24,FALSE),IF(AND(AR2=6,AD27=AO226),VLOOKUP(9,AN218:BQ290,24,FALSE),IF(AND(AR2=6,AD27=AO227),VLOOKUP(10,AN218:BQ290,24,FALSE),IF(AND(AR2=6,AD27=AO228),VLOOKUP(11,AN218:BQ290,24,FALSE),IF(AND(AR2=6,AD27=AO229),VLOOKUP(12,AN218:BQ290,24,FALSE),IF(AND(AR2=6,AD27=AO230),VLOOKUP(13,AN218:BQ290,24,FALSE),IF(AND(AR2=6,AD27=AO231),VLOOKUP(14,AN218:BQ290,24,FALSE),IF(AND(AR2=6,AD27=AO232),VLOOKUP(15,AN218:BQ290,24,FALSE),IF(AND(AR2=6,AD27=AO233),VLOOKUP(16,AN218:BQ290,24,FALSE),IF(AND(AR2=6,AD27=AO234),VLOOKUP(17,AN218:BQ290,24,FALSE),IF(AND(AR2=6,AD27=AO235),VLOOKUP(18,AN218:BQ290,24,FALSE),IF(AND(AR2=6,AD27=AO236),VLOOKUP(19,AN218:BQ290,24,FALSE),IF(AND(AR2=6,AD27=AO237),VLOOKUP(20,AN218:BQ290,24,FALSE),IF(AND(AR2=6,AD27=AO238),VLOOKUP(21,AN218:BQ290,24,FALSE),IF(AND(AR2=6,AD27=AO239),VLOOKUP(22,AN218:BQ290,24,FALSE),IF(AND(AR2=6,AD27=AO240),VLOOKUP(23,AN218:BQ290,24,FALSE),IF(AND(AR2=6,AD27=AO241),VLOOKUP(24,AN218:BQ290,24,FALSE),IF(AND(AR2=6,AD27=AO242),VLOOKUP(25,AN218:BQ290,24,FALSE),IF(AND(AR2=6,AD27=AO243),VLOOKUP(26,AN218:BQ290,24,FALSE),IF(AND(AR2=6,AD27=AO244),VLOOKUP(27,AN218:BQ290,24,FALSE),IF(AND(AR2=6,AD27=AO245),VLOOKUP(28,AN218:BQ290,24,FALSE),IF(AND(AR2=6,AD27=AO246),VLOOKUP(29,AN218:BQ290,24,FALSE),IF(AND(AR2=6,AD27=AO247),VLOOKUP(30,AN218:BQ290,24,FALSE),IF(AND(AR2=6,AD27=AO248),VLOOKUP(31,AN218:BQ290,24,FALSE),IF(AND(AR2=6,AD27=AO249),VLOOKUP(32,AN218:BQ290,24,FALSE),IF(AND(AR2=6,AD27=AO250),VLOOKUP(33,AN218:BQ290,24,FALSE),IF(AND(AR2=6,AD27=AO251),VLOOKUP(34,AN218:BQ290,24,FALSE),IF(AND(AR2=6,AD27=AO252),VLOOKUP(35,AN218:BQ290,24,FALSE),IF(AND(AR2=6,AD27=AO253),VLOOKUP(36,AN218:BQ290,24,FALSE),IF(AND(AR2=6,AD27=AO254),VLOOKUP(37,AN218:BQ290,24,FALSE),IF(AND(AR2=6,AD27=AO255),VLOOKUP(38,AN218:BQ290,24,FALSE),IF(AND(AR2=6,AD27=AO256),VLOOKUP(39,AN218:BQ290,24,FALSE),IF(AND(AR2=6,AD27=AO257),VLOOKUP(40,AN218:BQ290,24,FALSE),IF(AND(AR2=6,AD27=AO258),VLOOKUP(41,AN218:BQ290,24,FALSE),IF(AND(AR2=6,AD27=AO259),VLOOKUP(42,AN218:BQ290,24,FALSE),IF(AND(AR2=6,AD27=AO260),VLOOKUP(43,AN218:BQ290,24,FALSE),IF(AND(AR2=6,AD27=AO261),VLOOKUP(44,AN218:BQ290,24,FALSE),IF(AND(AR2=6,AD27=AO262),VLOOKUP(45,AN218:BQ290,24,FALSE),IF(AND(AR2=6,AD27=AO263),VLOOKUP(46,AN218:BQ290,24,FALSE),IF(AND(AR2=6,AD27=AO264),VLOOKUP(47,AN218:BQ290,24,FALSE),IF(AND(AR2=6,AD27=AO265),VLOOKUP(48,AN218:BQ290,24,FALSE),IF(AND(AR2=6,AD27=AO266),VLOOKUP(49,AN218:BQ290,24,FALSE),IF(AND(AR2=6,AD27=AO267),VLOOKUP(50,AN218:BQ290,24,FALSE),IF(AND(AR2=6,AD27=AO268),VLOOKUP(51,AN218:BQ290,24,FALSE),IF(AND(AR2=6,AD27=AO269),VLOOKUP(52,AN218:BQ290,24,FALSE),IF(AND(AR2=6,AD27=AO270),VLOOKUP(53,AN218:BQ290,24,FALSE),IF(AND(AR2=6,AD27=AO271),VLOOKUP(54,AN218:BQ290,24,FALSE),IF(AND(AR2=6,AD27=AO272),VLOOKUP(55,AN218:BQ290,24,FALSE),IF(AND(AR2=6,AD27=AO273),VLOOKUP(56,AN218:BQ290,24,FALSE),IF(AND(AR2=6,AD27=AO274),VLOOKUP(57,AN218:BQ290,24,FALSE),IF(AND(AR2=6,AD27=AO275),VLOOKUP(58,AN218:BQ290,24,FALSE),IF(AND(AR2=6,AD27=AO276),VLOOKUP(59,AN218:BQ290,24,FALSE),IF(AND(AR2=6,AD27=AO277),VLOOKUP(60,AN218:BQ290,24,FALSE),IF(AND(AR2=6,AD27=AO278),VLOOKUP(61,AN218:BQ290,24,FALSE),IF(AND(AR2=6,AD27=AO279),VLOOKUP(62,AN218:BQ290,24,FALSE),IF(AND(AR2=6,AD27=AO280),VLOOKUP(63,AN218:BQ290,24,FALSE),IF(AND(AR2=6,AD27=AO281),VLOOKUP(64,AN218:BQ290,24,FALSE)))))))))))))))))))))))))))))))))))))))))))))))))))))))))))))))))","v":false},"cm","ry",{"$f":"IF(AND(AR2=7,AD27=AO308),VLOOKUP(1,AN308:BB327,13,FALSE),IF(AND(AR2=7,AD27=AO309),VLOOKUP(2,AN308:BB327,13,FALSE),IF(AND(AR2=7,AD27=AO310),VLOOKUP(3,AN308:BB327,13,FALSE),IF(AND(AR2=7,AD27=AO311),VLOOKUP(4,AN308:BB327,13,FALSE),IF(AND(AR2=7,AD27=AO312),VLOOKUP(5,AN308:BB327,13,FALSE),IF(AND(AR2=7,AD27=AO313),VLOOKUP(6,AN308:BB327,13,FALSE),IF(AND(AR2=7,AD27=AO314),VLOOKUP(7,AN308:BB327,13,FALSE),IF(AND(AR2=7,AD27=AO315),VLOOKUP(8,AN308:BB327,13,FALSE),IF(AND(AR2=7,AD27=AO316),VLOOKUP(9,AN308:BB327,13,FALSE),IF(AND(AR2=7,AD27=AO317),VLOOKUP(10,AN308:BB327,13,FALSE),IF(AND(AR2=7,AD27=AO318),VLOOKUP(11,AN308:BB327,13,FALSE),IF(AND(AR2=7,AD27=AO319),VLOOKUP(12,AN308:BB327,13,FALSE),IF(AND(AR2=7,AD27=AO320),VLOOKUP(13,AN308:BB327,13,FALSE),IF(AND(AR2=7,AD27=AO321),VLOOKUP(14,AN308:BB327,13,FALSE),IF(AND(AR2=7,AD27=AO322),VLOOKUP(15,AN308:BB327,13,FALSE),IF(AND(AR2=7,AD27=AO323),VLOOKUP(16,AN308:BB327,13,FALSE),IF(AND(AR2=7,AD27=AO324),VLOOKUP(17,AN308:BB327,13,FALSE),IF(AND(AR2=7,AD27=AO325),VLOOKUP(18,AN308:BB327,13,FALSE),IF(AND(AR2=7,AD27=AO326),VLOOKUP(19,AN308:BB327,13,FALSE),IF(AND(AR2=7,AD27=AO327),VLOOKUP(20,AN308:BB327,13,FALSE)))))))))))))))))))))","v":false},"cm","ry",{"$f":"IF(AND(AR2=8,AD27=AO1062),VLOOKUP(1,AN1062:BG1074,16,FALSE),IF(AND(AR2=8,AD27=AO1063),VLOOKUP(2,AN1062:BG1074,16,FALSE),IF(AND(AR2=8,AD27=AO1064),VLOOKUP(3,AN1062:BG1074,16,FALSE),IF(AND(AR2=8,AD27=AO1065),VLOOKUP(4,AN1062:BG1074,16,FALSE),IF(AND(AR2=8,AD27=AO1066),VLOOKUP(5,AN1062:BG1074,16,FALSE),IF(AND(AR2=8,AD27=AO1067),VLOOKUP(6,AN1062:BG1074,16,FALSE),IF(AND(AR2=8,AD27=AO1068),VLOOKUP(7,AN1062:BG1074,16,FALSE),IF(AND(AR2=8,AD27=AO1069),VLOOKUP(8,AN1062:BG1074,16,FALSE),IF(AND(AR2=8,AD27=AO1070),VLOOKUP(9,AN1062:BG1074,16,FALSE),IF(AND(AR2=8,AD27=AO1071),VLOOKUP(10,AN1062:BG1074,16,FALSE),IF(AND(AR2=8,AD27=AO1072),VLOOKUP(11,AN1062:BG1074,16,FALSE),IF(AND(AR2=8,AD27=AO1073),VLOOKUP(12,AN1062:BG1074,16,FALSE),IF(AND(AR2=8,AD27=AO1074),VLOOKUP(13,AN1062:BG1074,16,FALSE))))))))))))))","v":false},"cm"]
[null,null,null,null,null,null,null,null,null,null,null,null,null,null,null,null,null,null,null,null,null,null,null,null,null,"ry",null,null,null," =",{"$f":"IF(AND(AS32=FALSE,AV32=FALSE,AY32=FALSE,BB32=FALSE,BE32=FALSE,BH32=FALSE,BK32=FALSE,BN32=FALSE),0.0001,IF(AR2=1,AS32,IF(AR2=2,AV32,IF(AR2=3,AY32,IF(AR2=4,BB32,IF(AR2=5,BE32,IF(AR2=6,BH32,IF(AR2=7,BK32,IF(AR2=8,BN32)))))))))","v":0.34},null,null,null,"cm",null,null,null,null,null,null,null,null,"Section Area",{"$f":"IF(AND(AR2=1,AD27=AO342),VLOOKUP(1,AN342:BC386,5,FALSE),IF(AND(AR2=1,AD27=AO343),VLOOKUP(2,AN342:BC386,5,FALSE),IF(AND(AR2=1,AD27=AO344),VLOOKUP(3,AN342:BC386,5,FALSE),IF(AND(AR2=1,AD27=AO345),VLOOKUP(4,AN342:BC386,5,FALSE),IF(AND(AR2=1,AD27=AO346),VLOOKUP(5,AN342:BC386,5,FALSE),IF(AND(AR2=1,AD27=AO347),VLOOKUP(6,AN342:BC386,5,FALSE),IF(AND(AR2=1,AD27=AO348),VLOOKUP(7,AN342:BC386,5,FALSE),IF(AND(AR2=1,AD27=AO349),VLOOKUP(8,AN342:BC386,5,FALSE),IF(AND(AR2=1,AD27=AO350),VLOOKUP(9,AN342:BC386,5,FALSE),IF(AND(AR2=1,AD27=AO351),VLOOKUP(10,AN342:BC386,5,FALSE),IF(AND(AR2=1,AD27=AO352),VLOOKUP(11,AN342:BC386,5,FALSE),IF(AND(AR2=1,AD27=AO353),VLOOKUP(12,AN342:BC386,5,FALSE),IF(AND(AR2=1,AD27=AO354),VLOOKUP(13,AN342:BC386,5,FALSE),IF(AND(AR2=1,AD27=AO355),VLOOKUP(14,AN342:BC386,5,FALSE),IF(AND(AR2=1,AD27=AO356),VLOOKUP(15,AN342:BC386,5,FALSE),IF(AND(AR2=1,AD27=AO357),VLOOKUP(16,AN342:BC386,5,FALSE),IF(AND(AR2=1,AD27=AO358),VLOOKUP(17,AN342:BC386,5,FALSE),IF(AND(AR2=1,AD27=AO359),VLOOKUP(18,AN342:BC386,5,FALSE),IF(AND(AR2=1,AD27=AO360),VLOOKUP(19,AN342:BC386,5,FALSE),IF(AND(AR2=1,AD27=AO361),VLOOKUP(20,AN342:BC386,5,FALSE),IF(AND(AR2=1,AD27=AO362),VLOOKUP(21,AN342:BC386,5,FALSE),IF(AND(AR2=1,AD27=AO363),VLOOKUP(22,AN342:BC386,5,FALSE),IF(AND(AR2=1,AD27=AO364),VLOOKUP(23,AN342:BC386,5,FALSE),IF(AND(AR2=1,AD27=AO365),VLOOKUP(24,AN342:BC386,5,FALSE),IF(AND(AR2=1,AD27=AO366),VLOOKUP(25,AN342:BC386,5,FALSE),IF(AND(AR2=1,AD27=AO367),VLOOKUP(26,AN342:BC386,5,FALSE),IF(AND(AR2=1,AD27=AO368),VLOOKUP(27,AN342:BC386,5,FALSE),IF(AND(AR2=1,AD27=AO369),VLOOKUP(28,AN342:BC386,5,FALSE),IF(AND(AR2=1,AD27=AO370),VLOOKUP(29,AN342:BC386,5,FALSE),IF(AND(AR2=1,AD27=AO371),VLOOKUP(30,AN342:BC386,5,FALSE),IF(AND(AR2=1,AD27=AO372),VLOOKUP(31,AN342:BC386,5,FALSE),IF(AND(AR2=1,AD27=AO373),VLOOKUP(32,AN342:BC386,5,FALSE),IF(AND(AR2=1,AD27=AO374),VLOOKUP(33,AN342:BC386,5,FALSE),IF(AND(AR2=1,AD27=AO375),VLOOKUP(34,AN342:BC386,5,FALSE),IF(AND(AR2=1,AD27=AO376),VLOOKUP(35,AN342:BC386,5,FALSE),IF(AND(AR2=1,AD27=AO377),VLOOKUP(36,AN342:BC386,5,FALSE),IF(AND(AR2=1,AD27=AO378),VLOOKUP(37,AN342:BC386,5,FALSE),IF(AND(AR2=1,AD27=AO379),VLOOKUP(38,AN342:BC386,5,FALSE),IF(AND(AR2=1,AD27=AO380),VLOOKUP(39,AN342:BC386,5,FALSE),IF(AND(AR2=1,AD27=AO381),VLOOKUP(40,AN342:BC386,5,FALSE),IF(AND(AR2=1,AD27=AO382),VLOOKUP(41,AN342:BC386,5,FALSE),IF(AND(AR2=1,AD27=AO383),VLOOKUP(42,AN342:BC386,5,FALSE),IF(AND(AR2=1,AD27=AO384),VLOOKUP(43,AN342:BC386,5,FALSE),IF(AND(AR2=1,AD27=AO385),VLOOKUP(44,AN342:BC386,5,FALSE),IF(AND(AR2=1,AD27=AO386),VLOOKUP(45,AN342:BC386,5,FALSE))))))))))))))))))))))))))))))))))))))))))))))","v":false},"cm2","Section Area",{"$f":"IF(AND(AR2=2,AD27=AO443),VLOOKUP(1,AN443:BH475,7,FALSE),IF(AND(AR2=2,AD27=AO444),VLOOKUP(2,AN443:BH475,7,FALSE),IF(AND(AR2=2,AD27=AO445),VLOOKUP(3,AN443:BH475,7,FALSE),IF(AND(AR2=2,AD27=AO446),VLOOKUP(4,AN443:BH475,7,FALSE),IF(AND(AR2=2,AD27=AO447),VLOOKUP(5,AN443:BH475,7,FALSE),IF(AND(AR2=2,AD27=AO448),VLOOKUP(6,AN443:BH474,7,FALSE),IF(AND(AR2=2,AD27=AO449),VLOOKUP(7,AN443:BH475,7,FALSE),IF(AND(AR2=2,AD27=AO450),VLOOKUP(8,AN443:BH475,7,FALSE),IF(AND(AR2=2,AD27=AO451),VLOOKUP(9,AN443:BH475,7,FALSE),IF(AND(AR2=2,AD27=AO452),VLOOKUP(10,AN443:BH475,7,FALSE),IF(AND(AR2=2,AD27=AO453),VLOOKUP(11,AN443:BH475,7,FALSE),IF(AND(AR2=2,AD27=AO454),VLOOKUP(12,AN443:BH475,7,FALSE),IF(AND(AR2=2,AD27=AO455),VLOOKUP(13,AN443:BH475,7,FALSE),IF(AND(AR2=2,AD27=AO456),VLOOKUP(14,AN443:BH475,7,FALSE),IF(AND(AR2=2,AD27=AO457),VLOOKUP(15,AN443:BH475,7,FALSE),IF(AND(AR2=2,AD27=AO458),VLOOKUP(16,AN443:BH475,7,FALSE),IF(AND(AR2=2,AD27=AO459),VLOOKUP(17,AN443:BH475,7,FALSE),IF(AND(AR2=2,AD27=AO460),VLOOKUP(18,AN443:BH475,7,FALSE),IF(AND(AR2=2,AD27=AO461),VLOOKUP(19,AN443:BH475,7,FALSE),IF(AND(AR2=2,AD27=AO462),VLOOKUP(20,AN443:BH475,7,FALSE),IF(AND(AR2=2,AD27=AO463),VLOOKUP(21,AN443:BH475,7,FALSE),IF(AND(AR2=2,AD27=AO464),VLOOKUP(22,AN443:BH475,7,FALSE),IF(AND(AR2=2,AD27=AO465),VLOOKUP(23,AN443:BH475,7,FALSE),IF(AND(AR2=2,AD27=AO466),VLOOKUP(24,AN443:BH475,7,FALSE),IF(AND(AR2=2,AD27=AO467),VLOOKUP(25,AN443:BH475,7,FALSE),IF(AND(AR2=2,AD27=AO468),VLOOKUP(26,AN443:BH475,7,FALSE),IF(AND(AR2=2,AD27=AO469),VLOOKUP(27,AN443:BH475,7,FALSE),IF(AND(AR2=2,AD27=AO470),VLOOKUP(28,AN443:BH475,7,FALSE),IF(AND(AR2=2,AD27=AO471),VLOOKUP(29,AN443:BH475,7,FALSE),IF(AND(AR2=2,AD27=AO472),VLOOKUP(30,AN443:BH475,7,FALSE),IF(AND(AR2=2,AD27=AO473),VLOOKUP(31,AN443:BH475,7,FALSE),IF(AND(AR2=2,AD27=AO474),VLOOKUP(32,AN443:BH475,7,FALSE),IF(AND(AR2=2,AD27=AO475),VLOOKUP(33,AN443:BH475,7,FALSE))))))))))))))))))))))))))))))))))","v":1.4319999999999999},"cm2","Section Area",{"$f":"IF(AND(AR2=3,AD27=AO402),VLOOKUP(1,AN402:AZ427,7,FALSE),IF(AND(AR2=3,AD27=AO403),VLOOKUP(2,AN402:AZ427,7,FALSE),IF(AND(AR2=3,AD27=AO404),VLOOKUP(3,AN402:AZ427,7,FALSE),IF(AND(AR2=3,AD27=AO405),VLOOKUP(4,AN402:AZ427,7,FALSE),IF(AND(AR2=3,AD27=AO406),VLOOKUP(5,AN402:AZ427,7,FALSE),IF(AND(AR2=3,AD27=AO407),VLOOKUP(6,AN402:AZ427,7,FALSE),IF(AND(AR2=3,AD27=AO408),VLOOKUP(7,AN402:AZ427,7,FALSE),IF(AND(AR2=3,AD27=AO409),VLOOKUP(8,AN402:AZ427,7,FALSE),IF(AND(AR2=3,AD27=AO410),VLOOKUP(9,AN402:AZ427,7,FALSE),IF(AND(AR2=3,AD27=AO411),VLOOKUP(10,AN402:AZ427,7,FALSE),IF(AND(AR2=3,AD27=AO412),VLOOKUP(11,AN402:AZ427,7,FALSE),IF(AND(AR2=3,AD27=AO413),VLOOKUP(12,AN402:AZ427,7,FALSE),IF(AND(AR2=3,AD27=AO414),VLOOKUP(13,AN402:AZ427,7,FALSE),IF(AND(AR2=3,AD27=AO415),VLOOKUP(14,AN402:AZ427,7,FALSE),IF(AND(AR2=3,AD27=AO416),VLOOKUP(15,AN402:AZ427,7,FALSE),IF(AND(AR2=3,AD27=AO417),VLOOKUP(16,AN402:AZ427,7,FALSE),IF(AND(AR2=3,AD27=AO418),VLOOKUP(17,AN402:AZ427,7,FALSE),IF(AND(AR2=3,AD27=AO419),VLOOKUP(18,AN402:AZ427,7,FALSE),IF(AND(AR2=3,AD27=AO420),VLOOKUP(19,AN402:AZ427,7,FALSE),IF(AND(AR2=3,AD27=AO421),VLOOKUP(20,AN402:AZ427,7,FALSE),IF(AND(AR2=3,AD27=AO422),VLOOKUP(21,AN402:AZ427,7,FALSE),IF(AND(AR2=3,AD27=AO423),VLOOKUP(22,AN402:AZ427,7,FALSE),IF(AND(AR2=3,AD27=AO424),VLOOKUP(23,AN402:AZ427,7,FALSE),IF(AND(AR2=3,AD27=AO425),VLOOKUP(24,AN402:AZ427,7,FALSE),IF(AND(AR2=3,AD27=AO426),VLOOKUP(25,AN402:AZ427,7,FALSE),IF(AND(AR2=3,AD27=AO427),VLOOKUP(26,AN402:AZ427,7,FALSE)))))))))))))))))))))))))))","v":false},"cm2","Section Area",{"$f":"IF(AND(AR2=4,AD27=AO157),VLOOKUP(1,AN157:BG202,7,FALSE),IF(AND(AR2=4,AD27=AO158),VLOOKUP(2,AN157:BG202,7,FALSE),IF(AND(AR2=4,AD27=AO159),VLOOKUP(3,AN157:BG202,7,FALSE),IF(AND(AR2=4,AD27=AO160),VLOOKUP(4,AN157:BG202,7,FALSE),IF(AND(AR2=4,AD27=AO161),VLOOKUP(5,AN157:BG202,7,FALSE),IF(AND(AR2=4,AD27=AO162),VLOOKUP(6,AN157:BG202,7,FALSE),IF(AND(AR2=4,AD27=AO163),VLOOKUP(7,AN157:BG202,7,FALSE),IF(AND(AR2=4,AD27=AO164),VLOOKUP(8,AN157:BG202,7,FALSE),IF(AND(AR2=4,AD27=AO165),VLOOKUP(9,AN157:BG202,7,FALSE),IF(AND(AR2=4,AD27=AO166),VLOOKUP(10,AN157:BG202,7,FALSE),IF(AND(AR2=4,AD27=AO167),VLOOKUP(11,AN157:BG202,7,FALSE),IF(AND(AR2=4,AD27=AO168),VLOOKUP(12,AN157:BG202,7,FALSE),IF(AND(AR2=4,AD27=AO169),VLOOKUP(13,AN157:BG202,7,FALSE),IF(AND(AR2=4,AD27=AO170),VLOOKUP(14,AN157:BG202,7,FALSE),IF(AND(AR2=4,AD27=AO171),VLOOKUP(15,AN157:BG202,7,FALSE),IF(AND(AR2=4,AD27=AO172),VLOOKUP(16,AN157:BG202,7,FALSE),IF(AND(AR2=4,AD27=AO173),VLOOKUP(17,AN157:BG202,7,FALSE),IF(AND(AR2=4,AD27=AO174),VLOOKUP(18,AN157:BG202,7,FALSE),IF(AND(AR2=4,AD27=AO175),VLOOKUP(19,AN157:BG202,7,FALSE),IF(AND(AR2=4,AD27=AO176),VLOOKUP(20,AN157:BG202,7,FALSE),IF(AND(AR2=4,AD27=AO177),VLOOKUP(21,AN157:BG202,7,FALSE),IF(AND(AR2=4,AD27=AO178),VLOOKUP(22,AN157:BG202,7,FALSE),IF(AND(AR2=4,AD27=AO179),VLOOKUP(23,AN157:BG202,7,FALSE),IF(AND(AR2=4,AD27=AO180),VLOOKUP(24,AN157:BG202,7,FALSE),IF(AND(AR2=4,AD27=AO181),VLOOKUP(25,AN157:BG202,7,FALSE),IF(AND(AR2=4,AD27=AO182),VLOOKUP(26,AN157:BG202,7,FALSE),IF(AND(AR2=4,AD27=AO183),VLOOKUP(27,AN157:BG202,7,FALSE),IF(AND(AR2=4,AD27=AO184),VLOOKUP(28,AN157:BG202,7,FALSE),IF(AND(AR2=4,AD27=AO185),VLOOKUP(29,AN157:BG202,7,FALSE),IF(AND(AR2=4,AD27=AO186),VLOOKUP(30,AN157:BG202,7,FALSE),IF(AND(AR2=4,AD27=AO187),VLOOKUP(31,AN157:BG202,7,FALSE),IF(AND(AR2=4,AD27=AO188),VLOOKUP(32,AN157:BG202,7,FALSE),IF(AND(AR2=4,AD27=AO189),VLOOKUP(33,AN157:BG202,7,FALSE),IF(AND(AR2=4,AD27=AO190),VLOOKUP(34,AN157:BG202,7,FALSE),IF(AND(AR2=4,AD27=AO191),VLOOKUP(35,AN157:BG202,7,FALSE),IF(AND(AR2=4,AD27=AO192),VLOOKUP(36,AN157:BG202,7,FALSE),IF(AND(AR2=4,AD27=AO193),VLOOKUP(37,AN157:BG202,7,FALSE),IF(AND(AR2=4,AD27=AO194),VLOOKUP(38,AN157:BG202,7,FALSE),IF(AND(AR2=4,AD27=AO195),VLOOKUP(39,AN157:BG202,7,FALSE),IF(AND(AR2=4,AD27=AO196),VLOOKUP(40,AN157:BG202,7,FALSE),IF(AND(AR2=4,AD27=AO197),VLOOKUP(41,AN157:BG202,7,FALSE),IF(AND(AR2=4,AD27=AO198),VLOOKUP(42,AN157:BG202,7,FALSE),IF(AND(AR2=4,AD27=AO199),VLOOKUP(43,AN157:BG202,7,FALSE),IF(AND(AR2=4,AD27=AO200),VLOOKUP(44,AN157:BG202,7,FALSE),IF(AND(AR2=4,AD27=AO201),VLOOKUP(45,AN157:BG202,7,FALSE),IF(AND(AR2=4,AD27=AO202),VLOOKUP(46,AN157:BG202,7,FALSE)))))))))))))))))))))))))))))))))))))))))))))))","v":false},"cm2","Section Area",{"$f":"IF(AND(AR2=5,AD27=AO126),VLOOKUP(1,AN126:BD141,8,FALSE),IF(AND(AR2=5,AD27=AO127),VLOOKUP(2,AN126:BD141,8,FALSE),IF(AND(AR2=5,AD27=AO128),VLOOKUP(3,AN126:BD141,8,FALSE),IF(AND(AR2=5,AD27=AO129),VLOOKUP(4,AN126:BD141,8,FALSE),IF(AND(AR2=5,AD27=AO130),VLOOKUP(5,AN126:BD141,8,FALSE),IF(AND(AR2=5,AD27=AO131),VLOOKUP(6,AN126:BD141,8,FALSE),IF(AND(AR2=5,AD27=AO132),VLOOKUP(7,AN126:BD141,8,FALSE),IF(AND(AR2=5,AD27=AO133),VLOOKUP(8,AN126:BD141,8,FALSE),IF(AND(AR2=5,AD27=AO134),VLOOKUP(9,AN126:BD141,8,FALSE),IF(AND(AR2=5,AD27=AO135),VLOOKUP(10,AN126:BD141,8,FALSE),IF(AND(AR2=5,AD27=AO136),VLOOKUP(11,AN126:BD141,8,FALSE),IF(AND(AR2=5,AD27=AO137),VLOOKUP(12,AN126:BD141,8,FALSE),IF(AND(AR2=5,AD27=AO138),VLOOKUP(13,AN126:BD141,8,FALSE),IF(AND(AR2=5,AD27=AO139),VLOOKUP(14,AN126:BD141,8,FALSE),IF(AND(AR2=5,AD27=AO140),VLOOKUP(15,AN126:BD141,8,FALSE),IF(AND(AR2=5,AD27=AO141),VLOOKUP(16,AN126:BD141,8,FALSE)))))))))))))))))","v":false},"cm2","Section Area",{"$f":"IF(AND(AR2=6,AD27=AO218),VLOOKUP(1,AN218:BQ290,16,FALSE),IF(AND(AR2=6,AD27=AO219),VLOOKUP(2,AN218:BQ290,16,FALSE),IF(AND(AR2=6,AD27=AO220),VLOOKUP(3,AN218:BQ290,16,FALSE),IF(AND(AR2=6,AD27=AO221),VLOOKUP(4,AN218:BQ290,16,FALSE),IF(AND(AR2=6,AD27=AO222),VLOOKUP(5,AN218:BQ290,16,FALSE),IF(AND(AR2=6,AD27=AO223),VLOOKUP(6,AN218:BQ290,16,FALSE),IF(AND(AR2=6,AD27=AO224),VLOOKUP(7,AN218:BQ290,16,FALSE),IF(AND(AR2=6,AD27=AO225),VLOOKUP(8,AN218:BQ290,16,FALSE),IF(AND(AR2=6,AD27=AO226),VLOOKUP(9,AN218:BQ290,16,FALSE),IF(AND(AR2=6,AD27=AO227),VLOOKUP(10,AN218:BQ290,16,FALSE),IF(AND(AR2=6,AD27=AO228),VLOOKUP(11,AN218:BQ290,16,FALSE),IF(AND(AR2=6,AD27=AO229),VLOOKUP(12,AN218:BQ290,16,FALSE),IF(AND(AR2=6,AD27=AO230),VLOOKUP(13,AN218:BQ290,16,FALSE),IF(AND(AR2=6,AD27=AO231),VLOOKUP(14,AN218:BQ290,16,FALSE),IF(AND(AR2=6,AD27=AO232),VLOOKUP(15,AN218:BQ290,16,FALSE),IF(AND(AR2=6,AD27=AO233),VLOOKUP(16,AN218:BQ290,16,FALSE),IF(AND(AR2=6,AD27=AO234),VLOOKUP(17,AN218:BQ290,16,FALSE),IF(AND(AR2=6,AD27=AO235),VLOOKUP(18,AN218:BQ290,16,FALSE),IF(AND(AR2=6,AD27=AO236),VLOOKUP(19,AN218:BQ290,16,FALSE),IF(AND(AR2=6,AD27=AO237),VLOOKUP(20,AN218:BQ290,16,FALSE),IF(AND(AR2=6,AD27=AO238),VLOOKUP(21,AN218:BQ290,16,FALSE),IF(AND(AR2=6,AD27=AO239),VLOOKUP(22,AN218:BQ290,16,FALSE),IF(AND(AR2=6,AD27=AO240),VLOOKUP(23,AN218:BQ290,16,FALSE),IF(AND(AR2=6,AD27=AO241),VLOOKUP(24,AN218:BQ290,16,FALSE),IF(AND(AR2=6,AD27=AO242),VLOOKUP(25,AN218:BQ290,16,FALSE),IF(AND(AR2=6,AD27=AO243),VLOOKUP(26,AN218:BQ290,16,FALSE),IF(AND(AR2=6,AD27=AO244),VLOOKUP(27,AN218:BQ290,16,FALSE),IF(AND(AR2=6,AD27=AO245),VLOOKUP(28,AN218:BQ290,16,FALSE),IF(AND(AR2=6,AD27=AO246),VLOOKUP(29,AN218:BQ290,16,FALSE),IF(AND(AR2=6,AD27=AO247),VLOOKUP(30,AN218:BQ290,16,FALSE),IF(AND(AR2=6,AD27=AO248),VLOOKUP(31,AN218:BQ290,16,FALSE),IF(AND(AR2=6,AD27=AO249),VLOOKUP(32,AN218:BQ290,16,FALSE),IF(AND(AR2=6,AD27=AO250),VLOOKUP(33,AN218:BQ290,16,FALSE),IF(AND(AR2=6,AD27=AO251),VLOOKUP(34,AN218:BQ290,16,FALSE),IF(AND(AR2=6,AD27=AO252),VLOOKUP(35,AN218:BQ290,16,FALSE),IF(AND(AR2=6,AD27=AO253),VLOOKUP(36,AN218:BQ290,16,FALSE),IF(AND(AR2=6,AD27=AO254),VLOOKUP(37,AN218:BQ290,16,FALSE),IF(AND(AR2=6,AD27=AO255),VLOOKUP(38,AN218:BQ290,16,FALSE),IF(AND(AR2=6,AD27=AO256),VLOOKUP(39,AN218:BQ290,16,FALSE),IF(AND(AR2=6,AD27=AO257),VLOOKUP(40,AN218:BQ290,16,FALSE),IF(AND(AR2=6,AD27=AO258),VLOOKUP(41,AN218:BQ290,16,FALSE),IF(AND(AR2=6,AD27=AO259),VLOOKUP(42,AN218:BQ290,16,FALSE),IF(AND(AR2=6,AD27=AO260),VLOOKUP(43,AN218:BQ290,16,FALSE),IF(AND(AR2=6,AD27=AO261),VLOOKUP(44,AN218:BQ290,16,FALSE),IF(AND(AR2=6,AD27=AO262),VLOOKUP(45,AN218:BQ290,16,FALSE),IF(AND(AR2=6,AD27=AO263),VLOOKUP(46,AN218:BQ290,16,FALSE),IF(AND(AR2=6,AD27=AO264),VLOOKUP(47,AN218:BQ290,16,FALSE),IF(AND(AR2=6,AD27=AO265),VLOOKUP(48,AN218:BQ290,16,FALSE),IF(AND(AR2=6,AD27=AO266),VLOOKUP(49,AN218:BQ290,16,FALSE),IF(AND(AR2=6,AD27=AO267),VLOOKUP(50,AN218:BQ290,16,FALSE),IF(AND(AR2=6,AD27=AO268),VLOOKUP(51,AN218:BQ290,16,FALSE),IF(AND(AR2=6,AD27=AO269),VLOOKUP(52,AN218:BQ290,16,FALSE),IF(AND(AR2=6,AD27=AO270),VLOOKUP(53,AN218:BQ290,16,FALSE),IF(AND(AR2=6,AD27=AO271),VLOOKUP(54,AN218:BQ290,16,FALSE),IF(AND(AR2=6,AD27=AO272),VLOOKUP(55,AN218:BQ290,16,FALSE),IF(AND(AR2=6,AD27=AO273),VLOOKUP(56,AN218:BQ290,16,FALSE),IF(AND(AR2=6,AD27=AO274),VLOOKUP(57,AN218:BQ290,16,FALSE),IF(AND(AR2=6,AD27=AO275),VLOOKUP(58,AN218:BQ290,16,FALSE),IF(AND(AR2=6,AD27=AO276),VLOOKUP(59,AN218:BQ290,16,FALSE),IF(AND(AR2=6,AD27=AO277),VLOOKUP(60,AN218:BQ290,16,FALSE),IF(AND(AR2=6,AD27=AO278),VLOOKUP(61,AN218:BQ290,16,FALSE),IF(AND(AR2=6,AD27=AO279),VLOOKUP(62,AN218:BQ290,16,FALSE),IF(AND(AR2=6,AD27=AO280),VLOOKUP(63,AN218:BQ290,16,FALSE),IF(AND(AR2=6,AD27=AO281),VLOOKUP(64,AN218:BQ290,16,FALSE)))))))))))))))))))))))))))))))))))))))))))))))))))))))))))))))))","v":false},"cm2","Section Area",{"$f":"IF(AND(AR2=7,AD27=AO308),VLOOKUP(1,AN308:BB327,8,FALSE),IF(AND(AR2=7,AD27=AO309),VLOOKUP(2,AN308:BB327,8,FALSE),IF(AND(AR2=7,AD27=AO310),VLOOKUP(3,AN308:BB327,8,FALSE),IF(AND(AR2=7,AD27=AO311),VLOOKUP(4,AN308:BB327,8,FALSE),IF(AND(AR2=7,AD27=AO312),VLOOKUP(5,AN308:BB327,8,FALSE),IF(AND(AR2=7,AD27=AO313),VLOOKUP(6,AN308:BB327,8,FALSE),IF(AND(AR2=7,AD27=AO314),VLOOKUP(7,AN308:BB327,8,FALSE),IF(AND(AR2=7,AD27=AO315),VLOOKUP(8,AN308:BB327,8,FALSE),IF(AND(AR2=7,AD27=AO316),VLOOKUP(9,AN308:BB327,8,FALSE),IF(AND(AR2=7,AD27=AO317),VLOOKUP(10,AN308:BB327,8,FALSE),IF(AND(AR2=7,AD27=AO318),VLOOKUP(11,AN308:BB327,8,FALSE),IF(AND(AR2=7,AD27=AO319),VLOOKUP(12,AN308:BB327,8,FALSE),IF(AND(AR2=7,AD27=AO320),VLOOKUP(13,AN308:BB327,8,FALSE),IF(AND(AR2=7,AD27=AO321),VLOOKUP(14,AN308:BB327,8,FALSE),IF(AND(AR2=7,AD27=AO322),VLOOKUP(15,AN308:BB327,8,FALSE),IF(AND(AR2=7,AD27=AO323),VLOOKUP(16,AN308:BB327,8,FALSE),IF(AND(AR2=7,AD27=AO324),VLOOKUP(17,AN308:BB327,8,FALSE),IF(AND(AR2=7,AD27=AO325),VLOOKUP(18,AN308:BB327,8,FALSE),IF(AND(AR2=7,AD27=AO326),VLOOKUP(19,AN308:BB327,8,FALSE),IF(AND(AR2=7,AD27=AO327),VLOOKUP(20,AN308:BB327,8,FALSE)))))))))))))))))))))","v":false},"cm2","Section Area",{"$f":"IF(AND(AR2=8,AD27=AO1062),VLOOKUP(1,AN1062:BG1074,7,FALSE),IF(AND(AR2=8,AD27=AO1063),VLOOKUP(2,AN1062:BG1074,7,FALSE),IF(AND(AR2=8,AD27=AO1064),VLOOKUP(3,AN1062:BG1074,7,FALSE),IF(AND(AR2=8,AD27=AO1065),VLOOKUP(4,AN1062:BG1074,7,FALSE),IF(AND(AR2=8,AD27=AO1066),VLOOKUP(5,AN1062:BG1074,7,FALSE),IF(AND(AR2=8,AD27=AO1067),VLOOKUP(6,AN1062:BG1074,7,FALSE),IF(AND(AR2=8,AD27=AO1068),VLOOKUP(7,AN1062:BG1074,7,FALSE),IF(AND(AR2=8,AD27=AO1069),VLOOKUP(8,AN1062:BG1074,7,FALSE),IF(AND(AR2=8,AD27=AO1070),VLOOKUP(9,AN1062:BG1074,7,FALSE),IF(AND(AR2=8,AD27=AO1071),VLOOKUP(10,AN1062:BG1074,7,FALSE),IF(AND(AR2=8,AD27=AO1072),VLOOKUP(11,AN1062:BG1074,7,FALSE),IF(AND(AR2=8,AD27=AO1073),VLOOKUP(12,AN1062:BG1074,7,FALSE),IF(AND(AR2=8,AD27=AO1074),VLOOKUP(13,AN1062:BG1074,7,FALSE))))))))))))))","v":false},"cm2"]
[null,null,null,null,null,null,null,null,null,null,null,null,null,null,null,null,null,null,null,null,null,null,null,null,null,"Sectional Area",null,null,null," =",{"$f":"IF(AND(AS33=FALSE,AV33=FALSE,AY33=FALSE,BB33=FALSE,BE33=FALSE,BH33=FALSE,BK33=FALSE,BN33=FALSE),0.0001,IF(AR2=1,AS33,IF(AR2=2,AV33,IF(AR2=3,AY33,IF(AR2=4,BB33,IF(AR2=5,BE33,IF(AR2=6,BH33,IF(AR2=7,BK33,IF(AR2=8,BN33)))))))))","v":1.4319999999999999},null,null,null,"cm2",null,null,null,null,null,null,null,null,"Unit Weight",{"$f":"IF(AND(AR2=1,AD27=AO342),VLOOKUP(1,AN342:BC386,6,FALSE),IF(AND(AR2=1,AD27=AO343),VLOOKUP(2,AN342:BC386,6,FALSE),IF(AND(AR2=1,AD27=AO344),VLOOKUP(3,AN342:BC386,6,FALSE),IF(AND(AR2=1,AD27=AO345),VLOOKUP(4,AN342:BC386,6,FALSE),IF(AND(AR2=1,AD27=AO346),VLOOKUP(5,AN342:BC386,6,FALSE),IF(AND(AR2=1,AD27=AO347),VLOOKUP(6,AN342:BC386,6,FALSE),IF(AND(AR2=1,AD27=AO348),VLOOKUP(7,AN342:BC386,6,FALSE),IF(AND(AR2=1,AD27=AO349),VLOOKUP(8,AN342:BC386,6,FALSE),IF(AND(AR2=1,AD27=AO350),VLOOKUP(9,AN342:BC386,6,FALSE),IF(AND(AR2=1,AD27=AO351),VLOOKUP(10,AN342:BC386,6,FALSE),IF(AND(AR2=1,AD27=AO352),VLOOKUP(11,AN342:BC386,6,FALSE),IF(AND(AR2=1,AD27=AO353),VLOOKUP(12,AN342:BC386,6,FALSE),IF(AND(AR2=1,AD27=AO354),VLOOKUP(13,AN342:BC386,6,FALSE),IF(AND(AR2=1,AD27=AO355),VLOOKUP(14,AN342:BC386,6,FALSE),IF(AND(AR2=1,AD27=AO356),VLOOKUP(15,AN342:BC386,6,FALSE),IF(AND(AR2=1,AD27=AO357),VLOOKUP(16,AN342:BC386,6,FALSE),IF(AND(AR2=1,AD27=AO358),VLOOKUP(17,AN342:BC386,6,FALSE),IF(AND(AR2=1,AD27=AO359),VLOOKUP(18,AN342:BC386,6,FALSE),IF(AND(AR2=1,AD27=AO360),VLOOKUP(19,AN342:BC386,6,FALSE),IF(AND(AR2=1,AD27=AO361),VLOOKUP(20,AN342:BC386,6,FALSE),IF(AND(AR2=1,AD27=AO362),VLOOKUP(21,AN342:BC386,6,FALSE),IF(AND(AR2=1,AD27=AO363),VLOOKUP(22,AN342:BC386,6,FALSE),IF(AND(AR2=1,AD27=AO364),VLOOKUP(23,AN342:BC386,6,FALSE),IF(AND(AR2=1,AD27=AO365),VLOOKUP(24,AN342:BC386,6,FALSE),IF(AND(AR2=1,AD27=AO366),VLOOKUP(25,AN342:BC386,6,FALSE),IF(AND(AR2=1,AD27=AO367),VLOOKUP(26,AN342:BC386,6,FALSE),IF(AND(AR2=1,AD27=AO368),VLOOKUP(27,AN342:BC386,6,FALSE),IF(AND(AR2=1,AD27=AO369),VLOOKUP(28,AN342:BC386,6,FALSE),IF(AND(AR2=1,AD27=AO370),VLOOKUP(29,AN342:BC386,6,FALSE),IF(AND(AR2=1,AD27=AO371),VLOOKUP(30,AN342:BC386,6,FALSE),IF(AND(AR2=1,AD27=AO372),VLOOKUP(31,AN342:BC386,6,FALSE),IF(AND(AR2=1,AD27=AO373),VLOOKUP(32,AN342:BC386,6,FALSE),IF(AND(AR2=1,AD27=AO374),VLOOKUP(33,AN342:BC386,6,FALSE),IF(AND(AR2=1,AD27=AO375),VLOOKUP(34,AN342:BC386,6,FALSE),IF(AND(AR2=1,AD27=AO376),VLOOKUP(35,AN342:BC386,6,FALSE),IF(AND(AR2=1,AD27=AO377),VLOOKUP(36,AN342:BC386,6,FALSE),IF(AND(AR2=1,AD27=AO378),VLOOKUP(37,AN342:BC386,6,FALSE),IF(AND(AR2=1,AD27=AO379),VLOOKUP(38,AN342:BC386,6,FALSE),IF(AND(AR2=1,AD27=AO380),VLOOKUP(39,AN342:BC386,6,FALSE),IF(AND(AR2=1,AD27=AO381),VLOOKUP(40,AN342:BC386,6,FALSE),IF(AND(AR2=1,AD27=AO382),VLOOKUP(41,AN342:BC386,6,FALSE),IF(AND(AR2=1,AD27=AO383),VLOOKUP(42,AN342:BC386,6,FALSE),IF(AND(AR2=1,AD27=AO384),VLOOKUP(43,AN342:BC386,6,FALSE),IF(AND(AR2=1,AD27=AO385),VLOOKUP(44,AN342:BC386,6,FALSE),IF(AND(AR2=1,AD27=AO386),VLOOKUP(45,AN342:BC386,6,FALSE))))))))))))))))))))))))))))))))))))))))))))))","v":false},"kg./m.","Unit Weight",{"$f":"IF(AND(AR2=2,AD27=AO443),VLOOKUP(1,AN443:BH475,6,FALSE),IF(AND(AR2=2,AD27=AO444),VLOOKUP(2,AN443:BH475,6,FALSE),IF(AND(AR2=2,AD27=AO445),VLOOKUP(3,AN443:BH475,6,FALSE),IF(AND(AR2=2,AD27=AO446),VLOOKUP(4,AN443:BH475,6,FALSE),IF(AND(AR2=2,AD27=AO447),VLOOKUP(5,AN443:BH475,6,FALSE),IF(AND(AR2=2,AD27=AO448),VLOOKUP(6,AN443:BH474,6,FALSE),IF(AND(AR2=2,AD27=AO449),VLOOKUP(7,AN443:BH475,6,FALSE),IF(AND(AR2=2,AD27=AO450),VLOOKUP(8,AN443:BH475,6,FALSE),IF(AND(AR2=2,AD27=AO451),VLOOKUP(9,AN443:BH475,6,FALSE),IF(AND(AR2=2,AD27=AO452),VLOOKUP(10,AN443:BH475,6,FALSE),IF(AND(AR2=2,AD27=AO453),VLOOKUP(11,AN443:BH475,6,FALSE),IF(AND(AR2=2,AD27=AO454),VLOOKUP(12,AN443:BH475,6,FALSE),IF(AND(AR2=2,AD27=AO455),VLOOKUP(13,AN443:BH475,6,FALSE),IF(AND(AR2=2,AD27=AO456),VLOOKUP(14,AN443:BH475,6,FALSE),IF(AND(AR2=2,AD27=AO457),VLOOKUP(15,AN443:BH475,6,FALSE),IF(AND(AR2=2,AD27=AO458),VLOOKUP(16,AN443:BH475,6,FALSE),IF(AND(AR2=2,AD27=AO459),VLOOKUP(17,AN443:BH475,6,FALSE),IF(AND(AR2=2,AD27=AO460),VLOOKUP(18,AN443:BH475,6,FALSE),IF(AND(AR2=2,AD27=AO461),VLOOKUP(19,AN443:BH475,6,FALSE),IF(AND(AR2=2,AD27=AO462),VLOOKUP(20,AN443:BH475,6,FALSE),IF(AND(AR2=2,AD27=AO463),VLOOKUP(21,AN443:BH475,6,FALSE),IF(AND(AR2=2,AD27=AO464),VLOOKUP(22,AN443:BH475,6,FALSE),IF(AND(AR2=2,AD27=AO465),VLOOKUP(23,AN443:BH475,6,FALSE),IF(AND(AR2=2,AD27=AO466),VLOOKUP(24,AN443:BH475,6,FALSE),IF(AND(AR2=2,AD27=AO467),VLOOKUP(25,AN443:BH475,6,FALSE),IF(AND(AR2=2,AD27=AO468),VLOOKUP(26,AN443:BH475,6,FALSE),IF(AND(AR2=2,AD27=AO469),VLOOKUP(27,AN443:BH475,6,FALSE),IF(AND(AR2=2,AD27=AO470),VLOOKUP(28,AN443:BH475,6,FALSE),IF(AND(AR2=2,AD27=AO471),VLOOKUP(29,AN443:BH475,6,FALSE),IF(AND(AR2=2,AD27=AO472),VLOOKUP(30,AN443:BH475,6,FALSE),IF(AND(AR2=2,AD27=AO473),VLOOKUP(31,AN443:BH475,6,FALSE),IF(AND(AR2=2,AD27=AO474),VLOOKUP(32,AN443:BH475,6,FALSE),IF(AND(AR2=2,AD27=AO475),VLOOKUP(33,AN443:BH475,6,FALSE))))))))))))))))))))))))))))))))))","v":1.1200000000000001},"kg./m.","Unit Weight",{"$f":"IF(AND(AR2=3,AD27=AO402),VLOOKUP(1,AN402:AZ427,6,FALSE),IF(AND(AR2=3,AD27=AO403),VLOOKUP(2,AN402:AZ427,6,FALSE),IF(AND(AR2=3,AD27=AO404),VLOOKUP(3,AN402:AZ427,6,FALSE),IF(AND(AR2=3,AD27=AO405),VLOOKUP(4,AN402:AZ427,6,FALSE),IF(AND(AR2=3,AD27=AO406),VLOOKUP(5,AN402:AZ427,6,FALSE),IF(AND(AR2=3,AD27=AO407),VLOOKUP(6,AN402:AZ427,6,FALSE),IF(AND(AR2=3,AD27=AO408),VLOOKUP(7,AN402:AZ427,6,FALSE),IF(AND(AR2=3,AD27=AO409),VLOOKUP(8,AN402:AZ427,6,FALSE),IF(AND(AR2=3,AD27=AO410),VLOOKUP(9,AN402:AZ427,6,FALSE),IF(AND(AR2=3,AD27=AO411),VLOOKUP(10,AN402:AZ427,6,FALSE),IF(AND(AR2=3,AD27=AO412),VLOOKUP(11,AN402:AZ427,6,FALSE),IF(AND(AR2=3,AD27=AO413),VLOOKUP(12,AN402:AZ427,6,FALSE),IF(AND(AR2=3,AD27=AO414),VLOOKUP(13,AN402:AZ427,6,FALSE),IF(AND(AR2=3,AD27=AO415),VLOOKUP(14,AN402:AZ427,6,FALSE),IF(AND(AR2=3,AD27=AO416),VLOOKUP(15,AN402:AZ427,6,FALSE),IF(AND(AR2=3,AD27=AO417),VLOOKUP(16,AN402:AZ427,6,FALSE),IF(AND(AR2=3,AD27=AO418),VLOOKUP(17,AN402:AZ427,6,FALSE),IF(AND(AR2=3,AD27=AO419),VLOOKUP(18,AN402:AZ427,6,FALSE),IF(AND(AR2=3,AD27=AO420),VLOOKUP(19,AN402:AZ427,6,FALSE),IF(AND(AR2=3,AD27=AO421),VLOOKUP(20,AN402:AZ427,6,FALSE),IF(AND(AR2=3,AD27=AO422),VLOOKUP(21,AN402:AZ427,6,FALSE),IF(AND(AR2=3,AD27=AO423),VLOOKUP(22,AN402:AZ427,6,FALSE),IF(AND(AR2=3,AD27=AO424),VLOOKUP(23,AN402:AZ427,6,FALSE),IF(AND(AR2=3,AD27=AO425),VLOOKUP(24,AN402:AZ427,6,FALSE),IF(AND(AR2=3,AD27=AO426),VLOOKUP(25,AN402:AZ427,6,FALSE),IF(AND(AR2=3,AD27=AO427),VLOOKUP(26,AN402:AZ427,6,FALSE)))))))))))))))))))))))))))","v":false},"kg./m.","Unit Weight",{"$f":"IF(AND(AR2=4,AD27=AO157),VLOOKUP(1,AN157:BG202,8,FALSE),IF(AND(AR2=4,AD27=AO158),VLOOKUP(2,AN157:BG202,8,FALSE),IF(AND(AR2=4,AD27=AO159),VLOOKUP(3,AN157:BG202,8,FALSE),IF(AND(AR2=4,AD27=AO160),VLOOKUP(4,AN157:BG202,8,FALSE),IF(AND(AR2=4,AD27=AO161),VLOOKUP(5,AN157:BG202,8,FALSE),IF(AND(AR2=4,AD27=AO162),VLOOKUP(6,AN157:BG202,8,FALSE),IF(AND(AR2=4,AD27=AO163),VLOOKUP(7,AN157:BG202,8,FALSE),IF(AND(AR2=4,AD27=AO164),VLOOKUP(8,AN157:BG202,8,FALSE),IF(AND(AR2=4,AD27=AO165),VLOOKUP(9,AN157:BG202,8,FALSE),IF(AND(AR2=4,AD27=AO166),VLOOKUP(10,AN157:BG202,8,FALSE),IF(AND(AR2=4,AD27=AO167),VLOOKUP(11,AN157:BG202,8,FALSE),IF(AND(AR2=4,AD27=AO168),VLOOKUP(12,AN157:BG202,8,FALSE),IF(AND(AR2=4,AD27=AO169),VLOOKUP(13,AN157:BG202,8,FALSE),IF(AND(AR2=4,AD27=AO170),VLOOKUP(14,AN157:BG202,8,FALSE),IF(AND(AR2=4,AD27=AO171),VLOOKUP(15,AN157:BG202,8,FALSE),IF(AND(AR2=4,AD27=AO172),VLOOKUP(16,AN157:BG202,8,FALSE),IF(AND(AR2=4,AD27=AO173),VLOOKUP(17,AN157:BG202,8,FALSE),IF(AND(AR2=4,AD27=AO174),VLOOKUP(18,AN157:BG202,8,FALSE),IF(AND(AR2=4,AD27=AO175),VLOOKUP(19,AN157:BG202,8,FALSE),IF(AND(AR2=4,AD27=AO176),VLOOKUP(20,AN157:BG202,8,FALSE),IF(AND(AR2=4,AD27=AO177),VLOOKUP(21,AN157:BG202,8,FALSE),IF(AND(AR2=4,AD27=AO178),VLOOKUP(22,AN157:BG202,8,FALSE),IF(AND(AR2=4,AD27=AO179),VLOOKUP(23,AN157:BG202,8,FALSE),IF(AND(AR2=4,AD27=AO180),VLOOKUP(24,AN157:BG202,8,FALSE),IF(AND(AR2=4,AD27=AO181),VLOOKUP(25,AN157:BG202,8,FALSE),IF(AND(AR2=4,AD27=AO182),VLOOKUP(26,AN157:BG202,8,FALSE),IF(AND(AR2=4,AD27=AO183),VLOOKUP(27,AN157:BG202,8,FALSE),IF(AND(AR2=4,AD27=AO184),VLOOKUP(28,AN157:BG202,8,FALSE),IF(AND(AR2=4,AD27=AO185),VLOOKUP(29,AN157:BG202,8,FALSE),IF(AND(AR2=4,AD27=AO186),VLOOKUP(30,AN157:BG202,8,FALSE),IF(AND(AR2=4,AD27=AO187),VLOOKUP(31,AN157:BG202,8,FALSE),IF(AND(AR2=4,AD27=AO188),VLOOKUP(32,AN157:BG202,8,FALSE),IF(AND(AR2=4,AD27=AO189),VLOOKUP(33,AN157:BG202,8,FALSE),IF(AND(AR2=4,AD27=AO190),VLOOKUP(34,AN157:BG202,8,FALSE),IF(AND(AR2=4,AD27=AO191),VLOOKUP(35,AN157:BG202,8,FALSE),IF(AND(AR2=4,AD27=AO192),VLOOKUP(36,AN157:BG202,8,FALSE),IF(AND(AR2=4,AD27=AO193),VLOOKUP(37,AN157:BG202,8,FALSE),IF(AND(AR2=4,AD27=AO194),VLOOKUP(38,AN157:BG202,8,FALSE),IF(AND(AR2=4,AD27=AO195),VLOOKUP(39,AN157:BG202,8,FALSE),IF(AND(AR2=4,AD27=AO196),VLOOKUP(40,AN157:BG202,8,FALSE),IF(AND(AR2=4,AD27=AO197),VLOOKUP(41,AN157:BG202,8,FALSE),IF(AND(AR2=4,AD27=AO198),VLOOKUP(42,AN157:BG202,8,FALSE),IF(AND(AR2=4,AD27=AO199),VLOOKUP(43,AN157:BG202,8,FALSE),IF(AND(AR2=4,AD27=AO200),VLOOKUP(44,AN157:BG202,8,FALSE),IF(AND(AR2=4,AD27=AO201),VLOOKUP(45,AN157:BG202,8,FALSE),IF(AND(AR2=4,AD27=AO202),VLOOKUP(46,AN157:BG202,8,FALSE)))))))))))))))))))))))))))))))))))))))))))))))","v":false},"kg./m.","Unit Weight",{"$f":"IF(AND(AR2=5,AD27=AO126),VLOOKUP(1,AN126:BD141,9,FALSE),IF(AND(AR2=5,AD27=AO127),VLOOKUP(2,AN126:BD141,9,FALSE),IF(AND(AR2=5,AD27=AO128),VLOOKUP(3,AN126:BD141,9,FALSE),IF(AND(AR2=5,AD27=AO129),VLOOKUP(4,AN126:BD141,9,FALSE),IF(AND(AR2=5,AD27=AO130),VLOOKUP(5,AN126:BD141,9,FALSE),IF(AND(AR2=5,AD27=AO131),VLOOKUP(6,AN126:BD141,9,FALSE),IF(AND(AR2=5,AD27=AO132),VLOOKUP(7,AN126:BD141,9,FALSE),IF(AND(AR2=5,AD27=AO133),VLOOKUP(8,AN126:BD141,9,FALSE),IF(AND(AR2=5,AD27=AO134),VLOOKUP(9,AN126:BD141,9,FALSE),IF(AND(AR2=5,AD27=AO135),VLOOKUP(10,AN126:BD141,9,FALSE),IF(AND(AR2=5,AD27=AO136),VLOOKUP(11,AN126:BD141,9,FALSE),IF(AND(AR2=5,AD27=AO137),VLOOKUP(12,AN126:BD141,9,FALSE),IF(AND(AR2=5,AD27=AO138),VLOOKUP(13,AN126:BD141,9,FALSE),IF(AND(AR2=5,AD27=AO139),VLOOKUP(14,AN126:BD141,9,FALSE),IF(AND(AR2=5,AD27=AO140),VLOOKUP(15,AN126:BD141,9,FALSE),IF(AND(AR2=5,AD27=AO141),VLOOKUP(16,AN126:BD141,9,FALSE)))))))))))))))))","v":false},"kg./m.","Unit Weight",{"$f":"IF(AND(AR2=6,AD27=AO218),VLOOKUP(1,AN218:BQ290,4,FALSE),IF(AND(AR2=6,AD27=AO219),VLOOKUP(2,AN218:BQ290,4,FALSE),IF(AND(AR2=6,AD27=AO220),VLOOKUP(3,AN218:BQ290,4,FALSE),IF(AND(AR2=6,AD27=AO221),VLOOKUP(4,AN218:BQ290,4,FALSE),IF(AND(AR2=6,AD27=AO222),VLOOKUP(5,AN218:BQ290,4,FALSE),IF(AND(AR2=6,AD27=AO223),VLOOKUP(6,AN218:BQ290,4,FALSE),IF(AND(AR2=6,AD27=AO224),VLOOKUP(7,AN218:BQ290,4,FALSE),IF(AND(AR2=6,AD27=AO225),VLOOKUP(8,AN218:BQ290,4,FALSE),IF(AND(AR2=6,AD27=AO226),VLOOKUP(9,AN218:BQ290,4,FALSE),IF(AND(AR2=6,AD27=AO227),VLOOKUP(10,AN218:BQ290,4,FALSE),IF(AND(AR2=6,AD27=AO228),VLOOKUP(11,AN218:BQ290,4,FALSE),IF(AND(AR2=6,AD27=AO229),VLOOKUP(12,AN218:BQ290,4,FALSE),IF(AND(AR2=6,AD27=AO230),VLOOKUP(13,AN218:BQ290,4,FALSE),IF(AND(AR2=6,AD27=AO231),VLOOKUP(14,AN218:BQ290,4,FALSE),IF(AND(AR2=6,AD27=AO232),VLOOKUP(15,AN218:BQ290,4,FALSE),IF(AND(AR2=6,AD27=AO233),VLOOKUP(16,AN218:BQ290,4,FALSE),IF(AND(AR2=6,AD27=AO234),VLOOKUP(17,AN218:BQ290,4,FALSE),IF(AND(AR2=6,AD27=AO235),VLOOKUP(18,AN218:BQ290,4,FALSE),IF(AND(AR2=6,AD27=AO236),VLOOKUP(19,AN218:BQ290,4,FALSE),IF(AND(AR2=6,AD27=AO237),VLOOKUP(20,AN218:BQ290,4,FALSE),IF(AND(AR2=6,AD27=AO238),VLOOKUP(21,AN218:BQ290,4,FALSE),IF(AND(AR2=6,AD27=AO239),VLOOKUP(22,AN218:BQ290,4,FALSE),IF(AND(AR2=6,AD27=AO240),VLOOKUP(23,AN218:BQ290,4,FALSE),IF(AND(AR2=6,AD27=AO241),VLOOKUP(24,AN218:BQ290,4,FALSE),IF(AND(AR2=6,AD27=AO242),VLOOKUP(25,AN218:BQ290,4,FALSE),IF(AND(AR2=6,AD27=AO243),VLOOKUP(26,AN218:BQ290,4,FALSE),IF(AND(AR2=6,AD27=AO244),VLOOKUP(27,AN218:BQ290,4,FALSE),IF(AND(AR2=6,AD27=AO245),VLOOKUP(28,AN218:BQ290,4,FALSE),IF(AND(AR2=6,AD27=AO246),VLOOKUP(29,AN218:BQ290,4,FALSE),IF(AND(AR2=6,AD27=AO247),VLOOKUP(30,AN218:BQ290,4,FALSE),IF(AND(AR2=6,AD27=AO248),VLOOKUP(31,AN218:BQ290,4,FALSE),IF(AND(AR2=6,AD27=AO249),VLOOKUP(32,AN218:BQ290,4,FALSE),IF(AND(AR2=6,AD27=AO250),VLOOKUP(33,AN218:BQ290,4,FALSE),IF(AND(AR2=6,AD27=AO251),VLOOKUP(34,AN218:BQ290,4,FALSE),IF(AND(AR2=6,AD27=AO252),VLOOKUP(35,AN218:BQ290,4,FALSE),IF(AND(AR2=6,AD27=AO253),VLOOKUP(36,AN218:BQ290,4,FALSE),IF(AND(AR2=6,AD27=AO254),VLOOKUP(37,AN218:BQ290,4,FALSE),IF(AND(AR2=6,AD27=AO255),VLOOKUP(38,AN218:BQ290,4,FALSE),IF(AND(AR2=6,AD27=AO256),VLOOKUP(39,AN218:BQ290,4,FALSE),IF(AND(AR2=6,AD27=AO257),VLOOKUP(40,AN218:BQ290,4,FALSE),IF(AND(AR2=6,AD27=AO258),VLOOKUP(41,AN218:BQ290,4,FALSE),IF(AND(AR2=6,AD27=AO259),VLOOKUP(42,AN218:BQ290,4,FALSE),IF(AND(AR2=6,AD27=AO260),VLOOKUP(43,AN218:BQ290,4,FALSE),IF(AND(AR2=6,AD27=AO261),VLOOKUP(44,AN218:BQ290,4,FALSE),IF(AND(AR2=6,AD27=AO262),VLOOKUP(45,AN218:BQ290,4,FALSE),IF(AND(AR2=6,AD27=AO263),VLOOKUP(46,AN218:BQ290,4,FALSE),IF(AND(AR2=6,AD27=AO264),VLOOKUP(47,AN218:BQ290,4,FALSE),IF(AND(AR2=6,AD27=AO265),VLOOKUP(48,AN218:BQ290,4,FALSE),IF(AND(AR2=6,AD27=AO266),VLOOKUP(49,AN218:BQ290,4,FALSE),IF(AND(AR2=6,AD27=AO267),VLOOKUP(50,AN218:BQ290,4,FALSE),IF(AND(AR2=6,AD27=AO268),VLOOKUP(51,AN218:BQ290,4,FALSE),IF(AND(AR2=6,AD27=AO269),VLOOKUP(52,AN218:BQ290,4,FALSE),IF(AND(AR2=6,AD27=AO270),VLOOKUP(53,AN218:BQ290,4,FALSE),IF(AND(AR2=6,AD27=AO271),VLOOKUP(54,AN218:BQ290,4,FALSE),IF(AND(AR2=6,AD27=AO272),VLOOKUP(55,AN218:BQ290,4,FALSE),IF(AND(AR2=6,AD27=AO273),VLOOKUP(56,AN218:BQ290,4,FALSE),IF(AND(AR2=6,AD27=AO274),VLOOKUP(57,AN218:BQ290,4,FALSE),IF(AND(AR2=6,AD27=AO275),VLOOKUP(58,AN218:BQ290,4,FALSE),IF(AND(AR2=6,AD27=AO276),VLOOKUP(59,AN218:BQ290,4,FALSE),IF(AND(AR2=6,AD27=AO277),VLOOKUP(60,AN218:BQ290,4,FALSE),IF(AND(AR2=6,AD27=AO278),VLOOKUP(61,AN218:BQ290,4,FALSE),IF(AND(AR2=6,AD27=AO279),VLOOKUP(62,AN218:BQ290,4,FALSE),IF(AND(AR2=6,AD27=AO280),VLOOKUP(63,AN218:BQ290,4,FALSE),IF(AND(AR2=6,AD27=AO281),VLOOKUP(64,AN218:BQ290,4,FALSE)))))))))))))))))))))))))))))))))))))))))))))))))))))))))))))))))","v":false},"kg./m.","Unit Weight",{"$f":"IF(AND(AR2=7,AD27=AO308),VLOOKUP(1,AN308:BB327,9,FALSE),IF(AND(AR2=7,AD27=AO309),VLOOKUP(2,AN308:BB327,9,FALSE),IF(AND(AR2=7,AD27=AO310),VLOOKUP(3,AN308:BB327,9,FALSE),IF(AND(AR2=7,AD27=AO311),VLOOKUP(4,AN308:BB327,9,FALSE),IF(AND(AR2=7,AD27=AO312),VLOOKUP(5,AN308:BB327,9,FALSE),IF(AND(AR2=7,AD27=AO313),VLOOKUP(6,AN308:BB327,9,FALSE),IF(AND(AR2=7,AD27=AO314),VLOOKUP(7,AN308:BB327,9,FALSE),IF(AND(AR2=7,AD27=AO315),VLOOKUP(8,AN308:BB327,9,FALSE),IF(AND(AR2=7,AD27=AO316),VLOOKUP(9,AN308:BB327,9,FALSE),IF(AND(AR2=7,AD27=AO317),VLOOKUP(10,AN308:BB327,9,FALSE),IF(AND(AR2=7,AD27=AO318),VLOOKUP(11,AN308:BB327,9,FALSE),IF(AND(AR2=7,AD27=AO319),VLOOKUP(12,AN308:BB327,9,FALSE),IF(AND(AR2=7,AD27=AO320),VLOOKUP(13,AN308:BB327,9,FALSE),IF(AND(AR2=7,AD27=AO321),VLOOKUP(14,AN308:BB327,9,FALSE),IF(AND(AR2=7,AD27=AO322),VLOOKUP(15,AN308:BB327,9,FALSE),IF(AND(AR2=7,AD27=AO323),VLOOKUP(16,AN308:BB327,9,FALSE),IF(AND(AR2=7,AD27=AO324),VLOOKUP(17,AN308:BB327,9,FALSE),IF(AND(AR2=7,AD27=AO325),VLOOKUP(18,AN308:BB327,9,FALSE),IF(AND(AR2=7,AD27=AO326),VLOOKUP(19,AN308:BB327,9,FALSE),IF(AND(AR2=7,AD27=AO327),VLOOKUP(20,AN308:BB327,9,FALSE)))))))))))))))))))))","v":false},"kg./m.","Unit Weight",{"$f":"IF(AND(AR2=8,AD27=AO1062),VLOOKUP(1,AN1062:BG1074,8,FALSE),IF(AND(AR2=8,AD27=AO1063),VLOOKUP(2,AN1062:BG1074,8,FALSE),IF(AND(AR2=8,AD27=AO1064),VLOOKUP(3,AN1062:BG1074,8,FALSE),IF(AND(AR2=8,AD27=AO1065),VLOOKUP(4,AN1062:BG1074,8,FALSE),IF(AND(AR2=8,AD27=AO1066),VLOOKUP(5,AN1062:BG1074,8,FALSE),IF(AND(AR2=8,AD27=AO1067),VLOOKUP(6,AN1062:BG1074,8,FALSE),IF(AND(AR2=8,AD27=AO1068),VLOOKUP(7,AN1062:BG1074,8,FALSE),IF(AND(AR2=8,AD27=AO1069),VLOOKUP(8,AN1062:BG1074,8,FALSE),IF(AND(AR2=8,AD27=AO1070),VLOOKUP(9,AN1062:BG1074,8,FALSE),IF(AND(AR2=8,AD27=AO1071),VLOOKUP(10,AN1062:BG1074,8,FALSE),IF(AND(AR2=8,AD27=AO1072),VLOOKUP(11,AN1062:BG1074,8,FALSE),IF(AND(AR2=8,AD27=AO1073),VLOOKUP(12,AN1062:BG1074,8,FALSE),IF(AND(AR2=8,AD27=AO1074),VLOOKUP(13,AN1062:BG1074,8,FALSE))))))))))))))","v":false},"kg./m."]
[null,null,null,null,null,null,null,null,null,null,null,null,null,null,null,null,null,null,null,null,null,null,null,null,null,"Unit Weight",null,null,null," =",{"$f":"IF(AND(AS34=FALSE,AV34=FALSE,AY34=FALSE,BB34=FALSE,BE34=FALSE,BH34=FALSE,BK34=FALSE,BN34=FALSE),0.0001,IF(AR2=1,AS34,IF(AR2=2,AV34,IF(AR2=3,AY34,IF(AR2=4,BB34,IF(AR2=5,BE34,IF(AR2=6,BH34,IF(AR2=7,BK34,IF(AR2=8,BN34)))))))))","v":1.1200000000000001},null,null,null,"kg./m."]
[null,"Sagrod design"]
[null,"My",null,null,null," =",{"$f":"IF(AND(G25=\"Yes\",AE37=1),G28*((AE24/2)^2)/9,IF(AND(G25=\"Yes\",AE37=2),G28*((AE24/3)^2)/9,IF(AND(G25=\"Yes\",AE37=3),G28*((AE24/4)^2)/9,IF(AND(G25=\"Yes\",AE37=4),G28*((AE24/5)^2)/9,IF(G25=\"No\",\"*******\")))))","v":"*******"},null,null,null,"kg./m.",null,null,"Sy",null,null,null," =",{"$f":"IF(AND(G25=\"Yes\",AE37=1),AE31/2,IF(AND(G25=\"Yes\",AE37=2),AE31/3,IF(AND(G25=\"Yes\",AE37=3),AE31/4,IF(AND(G25=\"Yes\",AE37=4),AE31/5,IF(G25=\"No\",\"*******\")))))","v":"*******"},null,null,null,"cm.3",null,null,"Use sagrod",null,null,null," =",1,null,null,"Row"]
[null,"fb",null,null,null," =",{"$f":"IF(G25=\"No\",\"*******\",((S27*100)/AE30)+((G37*100)/S37))","v":"*******"},null,null,null,"kg./cm.2",null,{"$f":"IF(G25=\"No\",\"\",IF(G38<=S38,\"≤\",\">\"))","v":""},"Fb",null,null,null," =",{"$f":"IF(G25=\"No\",\"*******\",0.6*G23)","v":"*******"},null,null,null,"kg./cm.2",null,{"$f":"IF(G25=\"No\",\"\",IF(G38<=S38,\"\",\"Fail\"))","v":""},"Required (As)",null,null,null," =",{"$f":"IF(G25=\"No\",\"*******\",AS17/S39)","v":"*******"},null,null,"cm.2"]
[null,"Fy",null,null,null," =",2400,null,null,null,"kg./cm.2",null,null,"Ft",null,null,null," =",{"$f":"IF(G25=\"No\",\"*******\",0.6*G39)","v":"*******"},null,null,null,"kg./cm.2",null,null,null,null,null,"As"," =",{"$f":"IF(AND(G25=\"Yes\",AV2=1),VLOOKUP(1,AY74:BD91,5,FALSE),IF(AND(G25=\"Yes\",AV2=2),VLOOKUP(2,AY74:BD91,5,FALSE),IF(AND(G25=\"Yes\",AV2=3),VLOOKUP(3,AY74:BD91,5,FALSE),IF(AND(G25=\"Yes\",AV2=4),VLOOKUP(4,AY74:BD91,5,FALSE),IF(AND(G25=\"Yes\",AV2=5),VLOOKUP(5,AY74:BD91,5,FALSE),IF(AND(G25=\"Yes\",AV2=6),VLOOKUP(6,AY74:BD91,5,FALSE),IF(AND(G25=\"Yes\",AV2=7),VLOOKUP(7,AY74:BD91,5,FALSE),IF(AND(G25=\"Yes\",AV2=8),VLOOKUP(8,AY74:BD91,5,FALSE),IF(AND(G25=\"Yes\",AV2=9),VLOOKUP(9,AY74:BD91,5,FALSE),IF(AND(G25=\"Yes\",AV2=10),VLOOKUP(10,AY74:BD91,5,FALSE),IF(AND(G25=\"Yes\",AV2=11),VLOOKUP(11,AY74:BD91,5,FALSE),IF(AND(G25=\"Yes\",AV2=12),VLOOKUP(12,AY74:BD91,5,FALSE),IF(AND(G25=\"Yes\",AV2=13),VLOOKUP(13,AY74:BD91,5,FALSE),IF(AND(G25=\"Yes\",AV2=14),VLOOKUP(14,AY74:BD91,5,FALSE),IF(AND(G25=\"Yes\",AV2=15),VLOOKUP(15,AY74:BD91,5,FALSE),IF(AND(G25=\"Yes\",AV2=16),VLOOKUP(16,AY74:BD91,5,FALSE),IF(AND(G25=\"Yes\",AV2=17),VLOOKUP(17,AY74:BD91,5,FALSE),IF(AND(G25=\"Yes\",AV2=18),VLOOKUP(18,AY74:BD91,5,FALSE),IF(G25=\"No\",\"*******\")))))))))))))))))))","v":"*******"},null,null,"cm.2",null,{"$f":"IF(G25=\"No\",\"\",IF(AND(G25=\"Yes\",AE38<=AE39),\"\",IF(AND(G25=\"Yes\",AE38>AE39),\"Fail\")))","v":""}]
[null,"Check Slender Ratio",null,null,null,null,null,null,null,null,null,null,null,"r"," =",{"$f":"IF(G25=\"No\",\"*******\",AE23*100/300)","v":"*******"},null,null,"cm.","Dc"," =",{"$f":"IF(G25=\"No\",\"*******\",4*P40)","v":"*******"},null,null,"cm.",{"$f":"IF(G25=\"No\",\"*******\",IF(V40<=AE40,\"≤\",\">\"))","v":"*******"},null,null,"Da"," =",{"$f":"IF(AND(G25=\"Yes\",AV2=1),VLOOKUP(1,AY74:BD91,6,FALSE),IF(AND(G25=\"Yes\",AV2=2),VLOOKUP(2,AY74:BD91,6,FALSE),IF(AND(G25=\"Yes\",AV2=3),VLOOKUP(3,AY74:BD91,6,FALSE),IF(AND(G25=\"Yes\",AV2=4),VLOOKUP(4,AY74:BD91,6,FALSE),IF(AND(G25=\"Yes\",AV2=5),VLOOKUP(5,AY74:BD91,6,FALSE),IF(AND(G25=\"Yes\",AV2=6),VLOOKUP(6,AY74:BD91,6,FALSE),IF(AND(G25=\"Yes\",AV2=7),VLOOKUP(7,AY74:BD91,6,FALSE),IF(AND(G25=\"Yes\",AV2=8),VLOOKUP(8,AY74:BD91,6,FALSE),IF(AND(G25=\"Yes\",AV2=9),VLOOKUP(9,AY74:BD91,6,FALSE),IF(AND(G25=\"Yes\",AV2=10),VLOOKUP(10,AY74:BD91,6,FALSE),IF(AND(G25=\"Yes\",AV2=11),VLOOKUP(11,AY74:BD91,6,FALSE),IF(AND(G25=\"Yes\",AV2=12),VLOOKUP(12,AY74:BD91,6,FALSE),IF(AND(G25=\"Yes\",AV2=13),VLOOKUP(13,AY74:BD91,6,FALSE),IF(AND(G25=\"Yes\",AV2=14),VLOOKUP(14,AY74:BD91,6,FALSE),IF(AND(G25=\"Yes\",AV2=15),VLOOKUP(15,AY74:BD91,6,FALSE),IF(AND(G25=\"Yes\",AV2=16),VLOOKUP(16,AY74:BD91,6,FALSE),IF(AND(G25=\"Yes\",AV2=17),VLOOKUP(17,AY74:BD91,6,FALSE),IF(AND(G25=\"Yes\",AV2=18),VLOOKUP(18,AY74:BD91,6,FALSE),IF(G25=\"No\",\"*******\")))))))))))))))))))","v":"*******"},null,null,"cm.",null,{"$f":"IF(G25=\"No\",\"\",IF(AND(G25=\"Yes\",V40<=AE40),\"\",IF(AND(G25=\"Yes\",V40>AE40),\"Fail\")))","v":""}]
[null,"Results =>",null,null,null,null,null,null,{"$f":"AQ18&\"  \"&AD27&\"  mm.\"","v":"Use : Square Tube  25x25x1.6  mm."},null,null,null,null,null,null,null,null,null,null,null,null,null,null,"Weight",null,{"$f":"AE35","v":1.1200000000000001},null,null,"kg./m.",null,{"$f":"IF(OR(Y30=\"Fail\",Y32=\"Fail\"),\"Try again !\",IF(OR(Y31=\"Fail\",Y38=\"Fail\"),\"Required Sagrod !\",\"Complete !!\"))","v":"Complete !!"}]
[null,null,null,null,null,null,null,null,{"$f":"IF(G25=\"Yes\",\"Use : Sagrod  \"&AK42&\"  \"&AE37&\"  Row\",IF(G25=\"No\",\"Not used Sagrod\"))","v":"Not used Sagrod"},null,null,null,null,null,null,null,null,null,null,"Max.Reaction",null,null,null,null," =",{"$f":"((AE25*AE24/2)/AE23)*2","v":98.294117647058826},null,null,"kg./m.",null,null,null,null,null,null,null,{"$f":"IF(AV2=1,\"RB 6\",IF(AV2=2,\"RB 9\",IF(AV2=3,\"RB 12\",IF(AV2=4,\"RB 15\",IF(AV2=5,\"RB 19\",IF(AV2=6,\"RB 25\",IF(AV2=7,\"RB 28\",IF(AV2=8,\"RB 34\",IF(AV2=9,\"DB 10\",IF(AV2=10,\"DB 12\",IF(AV2=11,\"DB 16\",IF(AV2=12,\"DB 20\",IF(AV2=13,\"DB 22\",IF(AV2=14,\"DB 25\",IF(AV2=15,\"DB 28\",IF(AV2=16,\"DB 32\",IF(AV2=17,\"DB 34\",IF(AV2=18,\"DB 40\"))))))))))))))))))","v":"RB 15"}]
[]
[]
[]
[]
[]
[]
[]
[]
[]
[]
[]
[]
[]
[]
[]
[]
[]
[]
[]
[]
[]
[null,null,null,null,null,null,null,null,null,null,null,null,null,null,null,null,null,null,null,null,null,null,null,null,null,null,null,null,null,null,null,null,null,null,null,null,null,null,null,null,null,null,null,"Carbon Steel Pipe",null,"(For General Structural Purposes)"]
[]
[null,null,null,null,null,null,null,null,null,null,null,null,null,null,null,null,null,null,null,null,null,null,null,null,null,null,null,null,null,null,null,null,null,null,null,null,null,null,null,null,null,null,null,"Dimension Tolerance"]
[]
[null,null,null,null,null,null,null,null,null,null,null,null,null,null,null,null,null,null,null,null,null,null,null,null,null,null,null,null,null,null,null,null,null,null,null,null,null,null,null,null,null,null,null,"Side Length"]
[null,null,null,null,null,null,null,null,null,null,null,null,null,null,null,null,null,null,null,null,null,null,null,null,null,null,null,null,null,null,null,null,null,null,null,null,null,null,null,null,null,null,null,": O. D< 50 mm. ± 1.5 mm. Thickness : Under 3 mm. ± 0.3 mm."]
[null,null,null,null,null,null,null,null,null,null,null,null,null,null,null,null,null,null,null,null,null,null,null,null,null,null,null,null,null,null,null,null,null,null,null,null,null,null,null,null,null,null,null,": O. D > 50 mm. ± 1.5 % Thickness : 3 mm. or over, ± 10%"]
[null,null,null,null,null,null,null,null,null,null,null,null,null,null,null,null,null,null,null,null,null,null,null,null,null,null,null,null,null,null,null,null,null,null,null,null,null,null,null,null,null,null,null,": ± 10% Lenght : +50 mm., -0 mm."]
[]
[null,null,null,null,null,null,null,null,null,null,null,null,null,null,null,null,null,null,null,null,null,null,null,null,null,null,null,null,null,null,null,null,null,null,null,null,null,null,null,null,null,"Nominal dimention","Outside Diameter","Thickness","Calculate Weight","Cross Sectional Area","Geometrical Moment of Inertia","Modulus of Section","Radius of Gyration",null,null,"Name","Diameter (mm.)","Weight (kg/m.)","Cross Section Area (sq.cm.)","Circumference (cm.)"]
[null,null,null,null,null,null,null,null,null,null,null,null,null,null,null,null,null,null,null,null,null,null,null,null,null,null,null,null,null,null,null,null,null,null,null,null,null,null,null,null,null,"DN","D","T","W","A","I","Z","I",null,1,"RB 6",6,0.222,0.28299999999999997,1.88]
[null,null,null,null,null,null,null,null,null,null,null,null,null,null,null,null,null,null,null,null,null,null,null,null,null,null,null,null,null,null,null,null,null,null,null,null,null,null,null,null,null,"in.","mm.","mm.","kg./m.","cm2","cm4","cm3","cm.",null,2,"RB 9",9,0.499,0.63600000000000001,2.82]
[null,null,null,null,null,null,null,null,null,null,null,null,null,null,null,null,null,null,null,null,null,null,null,null,null,null,null,null,null,null,null,null,null,null,null,null,null,null,null,1,"21.7x2.0","1/2 (15)",21.7,2,0.97,1.24,0.61,0.56000000000000005,0.7,null,3,"RB 12",12,0.88800000000000001,1.131,3.77]
[null,null,null,null,null,null,null,null,null,null,null,null,null,null,null,null,null,null,null,null,null,null,null,null,null,null,null,null,null,null,null,null,null,null,null,null,null,null,null,2,"27.2x2.0","3/4 (20)  ","27.2  ",2,1.24,1.58,1.26,0.93,0.89,null,4,"RB 15",15,1.387,1.7669999999999999,4.71]
[null,null,null,null,null,null,null,null,null,null,null,null,null,null,null,null,null,null,null,null,null,null,null,null,null,null,null,null,null,null,null,null,null,null,null,null,null,null,null,3,"27.2x2.3",null,null,2.2999999999999998,1.41,1.8,1.41,1.03,0.88,null,5,"RB 19",19,2.226,2.835,5.96]
[null,null,null,null,null,null,null,null,null,null,null,null,null,null,null,null,null,null,null,null,null,null,null,null,null,null,null,null,null,null,null,null,null,null,null,null,null,null,null,4,"34.0x2.3","1 (25)",34,2.2999999999999998,1.8,2.29,2.89,1.7,1.1200000000000001,null,6,"RB 25",25,3.8530000000000002,4.9089999999999998,7.85]
[null,null,null,null,null,null,null,null,null,null,null,null,null,null,null,null,null,null,null,null,null,null,null,null,null,null,null,null,null,null,null,null,null,null,null,null,null,null,null,5,"42.7x2.3","1 1/4 (32)  ","42.7  ",2.2999999999999998,2.29,2.92,5.97,2.8,1.43,null,7,"RB 28",28,4.8339999999999996,6.1580000000000004,8.7899999999999991]
[null,null,null,null,null,null,null,null,null,null,null,null,null,null,null,null,null,null,null,null,null,null,null,null,null,null,null,null,null,null,null,null,null,null,null,null,null,null,null,6,"42.7x2.5",null,null,2.5,2.48,3.16,6.4,3,1.42,null,8,"RB 34",34,7.1269999999999998,9.0790000000000006,10.68]
[null,null,null,null,null,null,null,null,null,null,null,null,null,null,null,null,null,null,null,null,null,null,null,null,null,null,null,null,null,null,null,null,null,null,null,null,null,null,null,7,"48.6x2.3","  1 1/2 (40)    ","  48.6    ",2.2999999999999998,2.63,3.35,8.99,3.7,1.64,null,9,"DB 10",10,0.61599999999999999,0.78500000000000003,3.14]
[null,null,null,null,null,null,null,null,null,null,null,null,null,null,null,null,null,null,null,null,null,null,null,null,null,null,null,null,null,null,null,null,null,null,null,null,null,null,null,8,"48.6x2.5",null,null,2.5,2.84,3.62,9.65,3.97,1.63,null,10,"DB 12",12,0.88800000000000001,1.131,3.77]
[null,null,null,null,null,null,null,null,null,null,null,null,null,null,null,null,null,null,null,null,null,null,null,null,null,null,null,null,null,null,null,null,null,null,null,null,null,null,null,9,"48.6x2.8",null,null,2.8,3.16,4.03,10.6,4.3600000000000003,1.62,null,11,"DB 16",16,1.5780000000000001,2.0099999999999998,5.03]
[null,null,null,null,null,null,null,null,null,null,null,null,null,null,null,null,null,null,null,null,null,null,null,null,null,null,null,null,null,null,null,null,null,null,null,null,null,null,null,10,"48.6x3.2",null,null,3.2,3.58,4.5599999999999996,11.8,4.8600000000000003,1.61,null,12,"DB 20",20,2.4660000000000002,3.1459999999999999,6.29]
[null,null,null,null,null,null,null,null,null,null,null,null,null,null,null,null,null,null,null,null,null,null,null,null,null,null,null,null,null,null,null,null,null,null,null,null,null,null,null,11,"60.5x2.3","  2(50)  ","  60.5  ",2.2999999999999998,3.3,4.21,17.8,5.9,2.06,null,13,"DB 22",22,2.984,3.8010000000000002,6.91]
[null,null,null,null,null,null,null,null,null,null,null,null,null,null,null,null,null,null,null,null,null,null,null,null,null,null,null,null,null,null,null,null,null,null,null,null,null,null,null,12,"60.5x3.2",null,null,3.2,4.5199999999999996,5.76,23.7,7.84,2.0299999999999998,null,14,"DB 25",25,3.8530000000000002,4.9080000000000004,7.86]
[null,null,null,null,null,null,null,null,null,null,null,null,null,null,null,null,null,null,null,null,null,null,null,null,null,null,null,null,null,null,null,null,null,null,null,null,null,null,null,13,"60.5x4.0",null,null,4,5.57,7.1,28.5,9.41,2,null,15,"DB 28",28,4.8339999999999996,6.157,8.8000000000000007]
[null,null,null,null,null,null,null,null,null,null,null,null,null,null,null,null,null,null,null,null,null,null,null,null,null,null,null,null,null,null,null,null,null,null,null,null,null,null,null,14,"76.3x2.8","  2 1/2 (65)  ","  76.3  ",2.8,5.08,6.47,43.7,11.5,2.6,null,16,"DB 32",32,6.3129999999999997,8.0419999999999998,10.06]
[null,null,null,null,null,null,null,null,null,null,null,null,null,null,null,null,null,null,null,null,null,null,null,null,null,null,null,null,null,null,null,null,null,null,null,null,null,null,null,15,"76.3x3.2",null,null,3.2,5.77,7.35,49.2,12.9,2.59,null,17,"DB 36",36,7.99,10.178000000000001,11.31]
[null,null,null,null,null,null,null,null,null,null,null,null,null,null,null,null,null,null,null,null,null,null,null,null,null,null,null,null,null,null,null,null,null,null,null,null,null,null,null,16,"76.3x4.0",null,null,4,7.13,9.09,59.5,15.6,2.58,null,18,"DB 40",40,9.8650000000000002,12.566000000000001,12.6]
[null,null,null,null,null,null,null,null,null,null,null,null,null,null,null,null,null,null,null,null,null,null,null,null,null,null,null,null,null,null,null,null,null,null,null,null,null,null,null,17,"89.1x2.8","3 (80)  ","89.1  ",2.8,5.96,7.59,70.7,15.9,3.05]
[null,null,null,null,null,null,null,null,null,null,null,null,null,null,null,null,null,null,null,null,null,null,null,null,null,null,null,null,null,null,null,null,null,null,null,null,null,null,null,18,"89.1x3.2",null,null,3.2,6.78,8.64,79.8,17.899999999999999,3.04]
[null,null,null,null,null,null,null,null,null,null,null,null,null,null,null,null,null,null,null,null,null,null,null,null,null,null,null,null,null,null,null,null,null,null,null,null,null,null,null,19,"101.6x3.2","3 1/2 (90)  ","101.6  ",3.2,7.76,9.89,120,23.6,3.48]
[null,null,null,null,null,null,null,null,null,null,null,null,null,null,null,null,null,null,null,null,null,null,null,null,null,null,null,null,null,null,null,null,null,null,null,null,null,null,null,20,"101.6x4.0",null,null,4,9.6300000000000008,12.26,146,28.8,3.45]
[null,null,null,null,null,null,null,null,null,null,null,null,null,null,null,null,null,null,null,null,null,null,null,null,null,null,null,null,null,null,null,null,null,null,null,null,null,null,null,21,"114.3x3.2","  4 (100)  ","  114.3  ",3.2,8.77,11.17,172,30.2,3.93]
[null,null,null,null,null,null,null,null,null,null,null,null,null,null,null,null,null,null,null,null,null,null,null,null,null,null,null,null,null,null,null,null,null,null,null,null,null,null,null,22,"114.3x3.5",null,null,3.5,9.58,12.18,187,32.700000000000003,3.92]
[null,null,null,null,null,null,null,null,null,null,null,null,null,null,null,null,null,null,null,null,null,null,null,null,null,null,null,null,null,null,null,null,null,null,null,null,null,null,null,23,"114.3x4.5",null,null,4.5,12.2,15.52,234,41,3.89]
[null,null,null,null,null,null,null,null,null,null,null,null,null,null,null,null,null,null,null,null,null,null,null,null,null,null,null,null,null,null,null,null,null,null,null,null,null,null,null,24,"139.8x3.6","  5 (125)    ","  139.8    ",3.6,12.1,15.4,357,51.1,4.82]
[null,null,null,null,null,null,null,null,null,null,null,null,null,null,null,null,null,null,null,null,null,null,null,null,null,null,null,null,null,null,null,null,null,null,null,null,null,null,null,25,"139.8x4.0",null,null,4,13.4,17.07,394,56.3,4.8]
[null,null,null,null,null,null,null,null,null,null,null,null,null,null,null,null,null,null,null,null,null,null,null,null,null,null,null,null,null,null,null,null,null,null,null,null,null,null,null,26,"139.8x4.5",null,null,4.5,15,19.13,438,62.7,4.79]
[null,null,null,null,null,null,null,null,null,null,null,null,null,null,null,null,null,null,null,null,null,null,null,null,null,null,null,null,null,null,null,null,null,null,null,null,null,null,null,27,"139.8x6.0",null,null,6,19.8,25.22,566,80.2,4.74]
[null,null,null,null,null,null,null,null,null,null,null,null,null,null,null,null,null,null,null,null,null,null,null,null,null,null,null,null,null,null,null,null,null,null,null,null,null,null,null,28,"165.2x4.5","  6 (150)    ","  165.2    ",4.5,17.8,22.72,734,88.9,5.68]
[null,null,null,null,null,null,null,null,null,null,null,null,null,null,null,null,null,null,null,null,null,null,null,null,null,null,null,null,null,null,null,null,null,null,null,null,null,null,null,29,"165.2x5.0",null,null,5,19.8,25.16,808,97.8,5.67]
[null,null,null,null,null,null,null,null,null,null,null,null,null,null,null,null,null,null,null,null,null,null,null,null,null,null,null,null,null,null,null,null,null,null,null,null,null,null,null,30,"165.2x6.0",null,null,6,23.6,30.01,952,115,5.63]
[null,null,null,null,null,null,null,null,null,null,null,null,null,null,null,null,null,null,null,null,null,null,null,null,null,null,null,null,null,null,null,null,null,null,null,null,null,null,null,31,"165.2x7.1",null,null,7.1,27.7,35.26,1100,134,5.6]
[null,null,null,null,null,null,null,null,null,null,null,null,null,null,null,null,null,null,null,null,null,null,null,null,null,null,null,null,null,null,null,null,null,null,null,null,null,null,null,32,"216.3x4.5","  8 (200)    ","  216.3    ",4.5,23.5,29.94,1680,155,7.49]
[null,null,null,null,null,null,null,null,null,null,null,null,null,null,null,null,null,null,null,null,null,null,null,null,null,null,null,null,null,null,null,null,null,null,null,null,null,null,null,33,"216.3x5.8",null,null,5.8,30.1,38.36,2130,197,7.45]
[null,null,null,null,null,null,null,null,null,null,null,null,null,null,null,null,null,null,null,null,null,null,null,null,null,null,null,null,null,null,null,null,null,null,null,null,null,null,null,34,"216.3x7.0",null,null,7,36.1,46.03,2520,233,7.4]
[null,null,null,null,null,null,null,null,null,null,null,null,null,null,null,null,null,null,null,null,null,null,null,null,null,null,null,null,null,null,null,null,null,null,null,null,null,null,null,35,"216.3x8.2",null,null,8.1999999999999993,42.1,53.61,2910,269,7.36]
[]
[]
[]
[null,null,null,null,null,null,null,null,null,null,null,null,null,null,null,null,null,null,null,null,null,null,null,null,null,null,null,null,null,null,null,null,null,null,null,null,null,null,null,null,null,null,null,null,null,"Channels"]
[]
[null,null,null,null,null,null,null,null,null,null,null,null,null,null,null,null,null,null,null,null,null,null,null,null,null,null,null,null,null,null,null,null,null,null,null,null,null,null,null,null,null,null,null,null,null,"TIS / JIS STANDARDS"]
[]
[null,null,null,null,null,null,null,null,null,null,null,null,null,null,null,null,null,null,null,null,null,null,null,null,null,null,null,null,null,null,null,null,null,null,null,null,null,null,null,null,null,null,null,null,null,"( TIS 1227 : 1996 / JIS G3192 : 1990)"]
[]
[null,null,null,null,null,null,null,null,null,null,null,null,null,null,null,null,null,null,null,null,null,null,null,null,null,null,null,null,null,null,null,null,null,null,null,null,null,null,null,null,null,null,null,null,null,"Size & Properties"]
[]
[]
[null,null,null,null,null,null,null,null,null,null,null,null,null,null,null,null,null,null,null,null,null,null,null,null,null,null,null,null,null,null,null,null,null,null,null,null,null,null,null,null,null,"Standard Sectional Dimension (mm.)",null,null,null,null,"Sectional Area (cm2)","Weight (kg/m.)","Reference"]
[null,null,null,null,null,null,null,null,null,null,null,null,null,null,null,null,null,null,null,null,null,null,null,null,null,null,null,null,null,null,null,null,null,null,null,null,null,null,null,null,null,"H x B","t1","t2","r1","r2",null,null,"Position of Center of Gravity (cm.)",null,"Moment of Inertia (cm4)",null,"Raidus of Gyration (cm.)",null,"Modulus of Section (cm3)"]
[null,null,null,null,null,null,null,null,null,null,null,null,null,null,null,null,null,null,null,null,null,null,null,null,null,null,null,null,null,null,null,null,null,null,null,null,null,null,null,null,null,null,null,null,null,null,null,null,"Cx","Cy","lx","ly","ix","iy","Zx","Zy"]
[null,null,null,null,null,null,null,null,null,null,null,null,null,null,null,null,null,null,null,null,null,null,null,null,null,null,null,null,null,null,null,null,null,null,null,null,null,null,null,1,{"$f":"AP126&\"x\"&AQ126&\"x\"&AR126","v":"75x40x5x7"},"75x40",5,7,8,4,8.8179999999999996,6.92,0,1.28,75.3,12.2,2.92,1.17,20.100000000000001,4.47]
[null,null,null,null,null,null,null,null,null,null,null,null,null,null,null,null,null,null,null,null,null,null,null,null,null,null,null,null,null,null,null,null,null,null,null,null,null,null,null,2,{"$f":"AP127&\"x\"&AQ127&\"x\"&AR127","v":"100x50x5x7.5"},"100x50",5,7.5,8,4,11.92,9.36,0,1.54,188,26,3.97,1.48,37.6,7.52]
[null,null,null,null,null,null,null,null,null,null,null,null,null,null,null,null,null,null,null,null,null,null,null,null,null,null,null,null,null,null,null,null,null,null,null,null,null,null,null,3,"125x65x6x8","125x65",6,8,8,4,17.11,13.4,0,1.9,424,61.8,4.9800000000000004,1.9,67.8,13.4]
[null,null,null,null,null,null,null,null,null,null,null,null,null,null,null,null,null,null,null,null,null,null,null,null,null,null,null,null,null,null,null,null,null,null,null,null,null,null,null,4,"150x75x6.5x10","150x75",6.5,10,10,5,23.71,18.600000000000001,0,2.2799999999999998,861,117,6.03,2.2200000000000002,115,22.4]
[null,null,null,null,null,null,null,null,null,null,null,null,null,null,null,null,null,null,null,null,null,null,null,null,null,null,null,null,null,null,null,null,null,null,null,null,null,null,null,5,"150x75x9x12.5","150x75",9,12.5,15,7.5,30.59,24,0,2.31,1050,147,5.86,2.19,140,28.3]
[null,null,null,null,null,null,null,null,null,null,null,null,null,null,null,null,null,null,null,null,null,null,null,null,null,null,null,null,null,null,null,null,null,null,null,null,null,null,null,6,"180x75x7x10.5","180x75",7,10.5,11,5.5,27.2,21.4,0,2.13,1380,131,7.12,2.19,15.3,24.3]
[null,null,null,null,null,null,null,null,null,null,null,null,null,null,null,null,null,null,null,null,null,null,null,null,null,null,null,null,null,null,null,null,null,null,null,null,null,null,null,7,"200x80x7.5x11","200x80",7.5,11,12,6,31.33,24.6,0,2.21,1950,168,7.88,2.3199999999999998,195,29.1]
[null,null,null,null,null,null,null,null,null,null,null,null,null,null,null,null,null,null,null,null,null,null,null,null,null,null,null,null,null,null,null,null,null,null,null,null,null,null,null,8,"200x90x8x13.5","200x90",8,13.5,14,7,38.65,30.3,0,2.74,2490,277,8.02,2.68,249,44.2]
[null,null,null,null,null,null,null,null,null,null,null,null,null,null,null,null,null,null,null,null,null,null,null,null,null,null,null,null,null,null,null,null,null,null,null,null,null,null,null,9,"250x90x9x13","250x90",9,13,14,7,44.07,34.6,0,2.4,4180,294,9.74,2.58,334,44.5]
[null,null,null,null,null,null,null,null,null,null,null,null,null,null,null,null,null,null,null,null,null,null,null,null,null,null,null,null,null,null,null,null,null,null,null,null,null,null,null,10,"250x90x11x14.5","250x90",11,14.5,17,8.5,51.17,40.200000000000003,0,2.4,4680,329,9.56,2.54,374,49.9]
[null,null,null,null,null,null,null,null,null,null,null,null,null,null,null,null,null,null,null,null,null,null,null,null,null,null,null,null,null,null,null,null,null,null,null,null,null,null,null,11,"300x90x9x13","300x90",9,13,14,7,48.57,38.1,0,2.2200000000000002,6440,309,11.5,2.52,429,45.7]
[null,null,null,null,null,null,null,null,null,null,null,null,null,null,null,null,null,null,null,null,null,null,null,null,null,null,null,null,null,null,null,null,null,null,null,null,null,null,null,12,{"$f":"AP137&\"x\"&AQ137&\"x\"&AR137","v":"300x90x10x15.5"},"300x90",10,15.5,19,9.5,55.74,43.8,0,2.34,7410,360,11.5,2.54,494,54.1]
[null,null,null,null,null,null,null,null,null,null,null,null,null,null,null,null,null,null,null,null,null,null,null,null,null,null,null,null,null,null,null,null,null,null,null,null,null,null,null,13,"300x90x12x16","300x90",12,16,19,9.5,61.9,48.6,0,2.2799999999999998,7870,379,11.3,2.48,525,56.4]
[null,null,null,null,null,null,null,null,null,null,null,null,null,null,null,null,null,null,null,null,null,null,null,null,null,null,null,null,null,null,null,null,null,null,null,null,null,null,null,14,"380x100x10.5x16","380x100",10.5,16,18,9,63.39,54.5,0,2.41,14500,535,14.5,2.78,763,70.5]
[null,null,null,null,null,null,null,null,null,null,null,null,null,null,null,null,null,null,null,null,null,null,null,null,null,null,null,null,null,null,null,null,null,null,null,null,null,null,null,15,"380x100x13x16.5","380x100",13,16.5,18,9,78.959999999999994,62,0,2.33,15600,565,14.1,2.67,823,73.599999999999994]
[null,null,null,null,null,null,null,null,null,null,null,null,null,null,null,null,null,null,null,null,null,null,null,null,null,null,null,null,null,null,null,null,null,null,null,null,null,null,null,16,{"$f":"AP141&\"x\"&AQ141&\"x\"&AR141","v":"380x100x13x20"},"380x100",13,20,24,12,85.71,67.3,0,2.54,17600,655,14.3,2.76,926,87.8]
[]
[]
[]
[null,null,null,null,null,null,null,null,null,null,null,null,null,null,null,null,null,null,null,null,null,null,null,null,null,null,null,null,null,null,null,null,null,null,null,null,null,null,null,null,null,null,null,null,null,"Equal Angles"]
[]
[null,null,null,null,null,null,null,null,null,null,null,null,null,null,null,null,null,null,null,null,null,null,null,null,null,null,null,null,null,null,null,null,null,null,null,null,null,null,null,null,null,null,null,null,null,"TIS / JIS STANDARDS"]
[]
[null,null,null,null,null,null,null,null,null,null,null,null,null,null,null,null,null,null,null,null,null,null,null,null,null,null,null,null,null,null,null,null,null,null,null,null,null,null,null,null,null,null,null,null,null,"(TIS 1227 : 1996 / JIS G3192 : 1990)"]
[]
[null,null,null,null,null,null,null,null,null,null,null,null,null,null,null,null,null,null,null,null,null,null,null,null,null,null,null,null,null,null,null,null,null,null,null,null,null,null,null,null,null,null,null,null,null,"Size & Properties"]
[]
[]
[null,null,null,null,null,null,null,null,null,null,null,null,null,null,null,null,null,null,null,null,null,null,null,null,null,null,null,null,null,null,null,null,null,null,null,null,null,null,null,null,null,"Standard Sectional Dimesion mm.",null,null,null,"Sectional Area cm2","Unit Weight kg/m","Reference"]
[null,null,null,null,null,null,null,null,null,null,null,null,null,null,null,null,null,null,null,null,null,null,null,null,null,null,null,null,null,null,null,null,null,null,null,null,null,null,null,null,null,null,null,null,null,null,null,"Position of Center of Gravity cm. ",null,"Geometrical Moment of Ineryia cm4",null,null,null,"Raidus of Gyration of Area cm.",null,null,null,"Modulus of Section cm3"]
[null,null,null,null,null,null,null,null,null,null,null,null,null,null,null,null,null,null,null,null,null,null,null,null,null,null,null,null,null,null,null,null,null,null,null,null,null,null,null,null,null,"AxB","t","r1","r2",null,null,"Cx","Cy","Ix","Iy","Max ix","Min iy","ix","iy","Max ix","Max iy","Zx","Zy"]
[null,null,null,null,null,null,null,null,null,null,null,null,null,null,null,null,null,null,null,null,null,null,null,null,null,null,null,null,null,null,null,null,null,null,null,null,null,null,null,1,{"$f":"AP157&\"x\"&AQ157","v":"25x25x3"},"25x25",3,4,2,1.427,1.1200000000000001,0.71899999999999997,0.71899999999999997,0.79700000000000004,0.79700000000000004,1.26,0.33200000000000002,0.747,0.747,0.94,0.48299999999999998,0.44800000000000001,0.44800000000000001]
[null,null,null,null,null,null,null,null,null,null,null,null,null,null,null,null,null,null,null,null,null,null,null,null,null,null,null,null,null,null,null,null,null,null,null,null,null,null,null,2,{"$f":"AP158&\"x\"&AQ158","v":"25x25x5"},"25x25",5,3.5,2.4,2.2599999999999998,1.77,0.8,0.8,1.2,1.2,1.89,0.52,0.73,0.73,0.91,0.48,0.71,0.71]
[null,null,null,null,null,null,null,null,null,null,null,null,null,null,null,null,null,null,null,null,null,null,null,null,null,null,null,null,null,null,null,null,null,null,null,null,null,null,null,3,"30x30x3","30x30",3,4,2,1.7270000000000001,1.36,0.84399999999999997,0.84399999999999997,1.42,1.42,2.2599999999999998,0.59,0.90800000000000003,0.90800000000000003,1.1399999999999999,0.58499999999999996,0.66100000000000003,0.66100000000000003]
[null,null,null,null,null,null,null,null,null,null,null,null,null,null,null,null,null,null,null,null,null,null,null,null,null,null,null,null,null,null,null,null,null,null,null,null,null,null,null,4,"30x30x5","30x30",5,5,2.4,2.78,2.1800000000000002,0.92,0.92,2.16,2.16,3.41,0.92,0.88,0.88,1.1100000000000001,0.56999999999999995,1.04,1.04]
[null,null,null,null,null,null,null,null,null,null,null,null,null,null,null,null,null,null,null,null,null,null,null,null,null,null,null,null,null,null,null,null,null,null,null,null,null,null,null,5,"40x40x3","40x40",3,4.5,2,2.3359999999999999,1.83,1.0900000000000001,1.0900000000000001,3.53,3.53,5.6,1.46,1.23,1.23,1.55,0.79,1.21,1.21]
[null,null,null,null,null,null,null,null,null,null,null,null,null,null,null,null,null,null,null,null,null,null,null,null,null,null,null,null,null,null,null,null,null,null,null,null,null,null,null,6,"40x40x5","40x40",5,4.5,3,3.7549999999999999,2.95,1.17,1.17,5.42,5.42,8.59,2.25,1.2,1.2,1.51,0.77400000000000002,1.91,1.91]
[null,null,null,null,null,null,null,null,null,null,null,null,null,null,null,null,null,null,null,null,null,null,null,null,null,null,null,null,null,null,null,null,null,null,null,null,null,null,null,7,"40x40x6","40x40",6,6,2.4,4.4800000000000004,3.52,1.2,1.2,6.31,6.31,9.98,2.65,1.19,1.19,1.49,0.77,2.2599999999999998,2.2599999999999998]
[null,null,null,null,null,null,null,null,null,null,null,null,null,null,null,null,null,null,null,null,null,null,null,null,null,null,null,null,null,null,null,null,null,null,null,null,null,null,null,8,"45x45x4","45x45",4,6.5,3,3.492,2.74,1.24,1.24,6.5,6.5,10.3,2.7,1.36,1.36,1.72,0.88,2,2]
[null,null,null,null,null,null,null,null,null,null,null,null,null,null,null,null,null,null,null,null,null,null,null,null,null,null,null,null,null,null,null,null,null,null,null,null,null,null,null,9,"45x45x5","45x45",5,6.5,3,4.3019999999999996,3.38,1.28,1.28,7.91,7.91,12.5,3.29,1.36,1.36,1.71,0.874,2.46,2.46]
[null,null,null,null,null,null,null,null,null,null,null,null,null,null,null,null,null,null,null,null,null,null,null,null,null,null,null,null,null,null,null,null,null,null,null,null,null,null,null,10,"50x50x3","50x50",3,7,2.4,2.96,2.33,1.31,1.31,6.86,6.86,10.8,2.88,1.52,1.52,1.91,0.99,1.86,1.86]
[null,null,null,null,null,null,null,null,null,null,null,null,null,null,null,null,null,null,null,null,null,null,null,null,null,null,null,null,null,null,null,null,null,null,null,null,null,null,null,11,"50x50x4","50x50",4,6.5,3,3.8919999999999999,3.06,1.37,1.37,9.06,9.06,14.4,3.76,1.53,1.53,1.92,0.98299999999999998,2.4900000000000002,2.4900000000000002]
[null,null,null,null,null,null,null,null,null,null,null,null,null,null,null,null,null,null,null,null,null,null,null,null,null,null,null,null,null,null,null,null,null,null,null,null,null,null,null,12,"50x50x5","50x50",5,6.5,3,4.8019999999999996,3.77,1.41,1.41,11.1,11.1,17.5,4.58,1.52,1.52,1.91,0.97599999999999998,3.08,3.08]
[null,null,null,null,null,null,null,null,null,null,null,null,null,null,null,null,null,null,null,null,null,null,null,null,null,null,null,null,null,null,null,null,null,null,null,null,null,null,null,13,"50x50x6","50x50",6,6.5,4.5,5.6440000000000001,4.43,1.44,1.44,12.6,12.6,20,5.23,1.5,1.5,1.88,0.96299999999999997,3.55,3.55]
[null,null,null,null,null,null,null,null,null,null,null,null,null,null,null,null,null,null,null,null,null,null,null,null,null,null,null,null,null,null,null,null,null,null,null,null,null,null,null,14,"60x60x4","60x60",4,6.5,3,4.6920000000000002,3.68,1.61,1.61,16,16,25.4,6.62,1.85,1.85,2.33,1.19,3.66,3.66]
[null,null,null,null,null,null,null,null,null,null,null,null,null,null,null,null,null,null,null,null,null,null,null,null,null,null,null,null,null,null,null,null,null,null,null,null,null,null,null,15,"60x60x5","60x60",5,6.5,3,5.8019999999999996,4.55,1.66,1.66,19.600000000000001,19.600000000000001,31.2,8.09,1.84,1.84,2.3199999999999998,1.18,4.5199999999999996,4.5199999999999996]
[null,null,null,null,null,null,null,null,null,null,null,null,null,null,null,null,null,null,null,null,null,null,null,null,null,null,null,null,null,null,null,null,null,null,null,null,null,null,null,16,"65x65x5","65x65",5,8.5,3,6.367,5,1.77,1.77,25.3,25.3,40.1,10.5,1.99,1.99,2.5099999999999998,1.28,5.35,5.35]
[null,null,null,null,null,null,null,null,null,null,null,null,null,null,null,null,null,null,null,null,null,null,null,null,null,null,null,null,null,null,null,null,null,null,null,null,null,null,null,17,"65x65x6","65x65",6,8.5,4,7.5270000000000001,5.91,1.81,1.81,29.4,29.4,46.6,12.2,1.98,1.98,2.4900000000000002,1.27,6.26,6.26]
[null,null,null,null,null,null,null,null,null,null,null,null,null,null,null,null,null,null,null,null,null,null,null,null,null,null,null,null,null,null,null,null,null,null,null,null,null,null,null,18,"65x65x8","65x65",8,8.5,6,9.7609999999999992,7.66,1.88,1.88,36.799999999999997,36.799999999999997,58.3,15.3,1.94,1.94,2.44,1.25,7.96,7.96]
[null,null,null,null,null,null,null,null,null,null,null,null,null,null,null,null,null,null,null,null,null,null,null,null,null,null,null,null,null,null,null,null,null,null,null,null,null,null,null,19,"70x70x6","70x70",6,8.5,4,8.1270000000000007,6.38,1.93,1.93,37.1,37.1,58.9,15.3,2.14,2.14,2.69,1.37,7.33,7.33]
[null,null,null,null,null,null,null,null,null,null,null,null,null,null,null,null,null,null,null,null,null,null,null,null,null,null,null,null,null,null,null,null,null,null,null,null,null,null,null,20,"75x75x6","75x75",6,8.5,4,8.7270000000000003,6.85,2.06,2.06,46.1,46.1,73.2,19,2.2999999999999998,2.2999999999999998,2.9,1.48,8.4700000000000006,8.4700000000000006]
[null,null,null,null,null,null,null,null,null,null,null,null,null,null,null,null,null,null,null,null,null,null,null,null,null,null,null,null,null,null,null,null,null,null,null,null,null,null,null,21,"75x75x9","75x75",9,8.5,6,12.69,9.9600000000000009,2.17,2.17,64.400000000000006,64.400000000000006,102,26.7,2.25,2.25,2.84,1.45,12.1,12.1]
[null,null,null,null,null,null,null,null,null,null,null,null,null,null,null,null,null,null,null,null,null,null,null,null,null,null,null,null,null,null,null,null,null,null,null,null,null,null,null,22,"75x75x12","75x75",12,8.5,6,16.559999999999999,13,2.29,2.29,81.900000000000006,81.900000000000006,129,34.5,2.2200000000000002,2.2200000000000002,2.79,1.44,15.7,15.7]
[null,null,null,null,null,null,null,null,null,null,null,null,null,null,null,null,null,null,null,null,null,null,null,null,null,null,null,null,null,null,null,null,null,null,null,null,null,null,null,23,"80x80x6","80x80",6,8.5,4,9.327,7.32,2.1800000000000002,2.1800000000000002,56.4,56.4,89.6,23.2,2.46,2.46,3.1,1.58,9.6999999999999993,9.6999999999999993]
[null,null,null,null,null,null,null,null,null,null,null,null,null,null,null,null,null,null,null,null,null,null,null,null,null,null,null,null,null,null,null,null,null,null,null,null,null,null,null,24,"90x90x6","90x90",6,10,5,10.55,8.2799999999999994,2.42,2.42,80.7,80.7,128,33.4,2.77,2.77,3.48,1.78,12.3,12.3]
[null,null,null,null,null,null,null,null,null,null,null,null,null,null,null,null,null,null,null,null,null,null,null,null,null,null,null,null,null,null,null,null,null,null,null,null,null,null,null,25,"90x90x7","90x90",7,10,5,12.22,9.59,2.46,2.46,93,93,148,38.299999999999997,2.76,2.76,3.48,1.77,14.2,14.2]
[null,null,null,null,null,null,null,null,null,null,null,null,null,null,null,null,null,null,null,null,null,null,null,null,null,null,null,null,null,null,null,null,null,null,null,null,null,null,null,26,"90x90x10","90x90",10,10,7,17,13.3,2.57,2.57,125,125,199,51.7,2.71,2.71,3.42,1.74,19.5,19.5]
[null,null,null,null,null,null,null,null,null,null,null,null,null,null,null,null,null,null,null,null,null,null,null,null,null,null,null,null,null,null,null,null,null,null,null,null,null,null,null,27,"90x90x12","90x90",12,11,4.8,20.3,15.9,2.66,2.66,148,148,234,61.7,2.7,2.7,3.4,1.75,23.3,23.3]
[null,null,null,null,null,null,null,null,null,null,null,null,null,null,null,null,null,null,null,null,null,null,null,null,null,null,null,null,null,null,null,null,null,null,null,null,null,null,null,28,"90x90x13","90x90",13,10,7,21.71,17,2.69,2.69,156,156,248,65.3,2.68,2.68,3.38,1.73,24.8,24.8]
[null,null,null,null,null,null,null,null,null,null,null,null,null,null,null,null,null,null,null,null,null,null,null,null,null,null,null,null,null,null,null,null,null,null,null,null,null,null,null,29,"100x100x7","100x100",7,10,5,13.62,10.7,2.71,2.71,129,129,205,53.2,3.08,3.08,3.88,1.98,17.7,17.7]
[null,null,null,null,null,null,null,null,null,null,null,null,null,null,null,null,null,null,null,null,null,null,null,null,null,null,null,null,null,null,null,null,null,null,null,null,null,null,null,30,"100x100x10","100x100",10,10,7,19,14.9,2.82,2.82,175,175,278,72,3.04,3.04,3.83,1.95,24.4,24.4]
[null,null,null,null,null,null,null,null,null,null,null,null,null,null,null,null,null,null,null,null,null,null,null,null,null,null,null,null,null,null,null,null,null,null,null,null,null,null,null,31,"100x100x12","100x100",12,12,4.8,22.7,17.8,2.9,2.9,207,207,328,85.7,3.02,3.02,3.8,1.94,29.1,29.1]
[null,null,null,null,null,null,null,null,null,null,null,null,null,null,null,null,null,null,null,null,null,null,null,null,null,null,null,null,null,null,null,null,null,null,null,null,null,null,null,32,"100x100x13","100x100",13,10,7,24.31,19.100000000000001,2.94,2.94,220,220,348,91.1,3,3,3.78,1.94,31.1,31.1]
[null,null,null,null,null,null,null,null,null,null,null,null,null,null,null,null,null,null,null,null,null,null,null,null,null,null,null,null,null,null,null,null,null,null,null,null,null,null,null,33,"120x120x8","120x120",8,12,5,18.760000000000002,14.7,3.24,3.24,258,258,410,106,3.71,3.71,4.67,2.38,29.5,29.5]
[null,null,null,null,null,null,null,null,null,null,null,null,null,null,null,null,null,null,null,null,null,null,null,null,null,null,null,null,null,null,null,null,null,null,null,null,null,null,null,34,"130x130x9","130x130",9,12,6,22.74,17.899999999999999,3.53,3.53,366,366,583,150,4.01,4.01,5.0599999999999996,2.57,38.700000000000003,38.700000000000003]
[null,null,null,null,null,null,null,null,null,null,null,null,null,null,null,null,null,null,null,null,null,null,null,null,null,null,null,null,null,null,null,null,null,null,null,null,null,null,null,35,"130x130x12","130x130",12,12,8.5,29.76,23.4,3.64,3.64,467,467,743,192,3.96,3.96,5,2.54,49.9,49.9]
[null,null,null,null,null,null,null,null,null,null,null,null,null,null,null,null,null,null,null,null,null,null,null,null,null,null,null,null,null,null,null,null,null,null,null,null,null,null,null,36,"130x130x15","130x130",15,12,8.5,36.75,28.8,3.76,3.76,568,568,902,234,3.93,3.93,4.95,2.5299999999999998,21.5,21.5]
[null,null,null,null,null,null,null,null,null,null,null,null,null,null,null,null,null,null,null,null,null,null,null,null,null,null,null,null,null,null,null,null,null,null,null,null,null,null,null,37,"150x150x12","150x150",12,14,7,34.770000000000003,27.3,4.1399999999999997,4.1399999999999997,740,740,1180,304,4.16,4.16,5.82,2.96,68.099999999999994,68.099999999999994]
[null,null,null,null,null,null,null,null,null,null,null,null,null,null,null,null,null,null,null,null,null,null,null,null,null,null,null,null,null,null,null,null,null,null,null,null,null,null,null,38,"150x150x15","150x150",15,14,10,42.74,33.6,4.24,4.24,888,888,1410,365,4.5599999999999996,4.5599999999999996,5.75,2.92,82.6,82.6]
[null,null,null,null,null,null,null,null,null,null,null,null,null,null,null,null,null,null,null,null,null,null,null,null,null,null,null,null,null,null,null,null,null,null,null,null,null,null,null,39,"150x150x19","150x150",19,14,10,53.38,41.9,4.4000000000000004,4.4000000000000004,1090,1090,1730,451,4.5199999999999996,4.5199999999999996,5.69,2.91,103,103]
[null,null,null,null,null,null,null,null,null,null,null,null,null,null,null,null,null,null,null,null,null,null,null,null,null,null,null,null,null,null,null,null,null,null,null,null,null,null,null,40,"175x175x12","175x175",12,15,11,40.520000000000003,31.8,4.7300000000000004,4.7300000000000004,1170,1170,1860,480,5.38,5.38,6.78,3.44,91.8,91.8]
[null,null,null,null,null,null,null,null,null,null,null,null,null,null,null,null,null,null,null,null,null,null,null,null,null,null,null,null,null,null,null,null,null,null,null,null,null,null,null,41,"175x175x15","175x175",15,15,11,50.21,39.4,4.8499999999999996,4.8499999999999996,1440,1440,2290,589,5.35,5.35,6.75,3.42,114,114]
[null,null,null,null,null,null,null,null,null,null,null,null,null,null,null,null,null,null,null,null,null,null,null,null,null,null,null,null,null,null,null,null,null,null,null,null,null,null,null,42,"200x200x15","200x200",15,17,12,57.75,45.3,5.46,5.46,2180,2180,3470,891,6.14,6.14,7.75,3.93,150,150]
[null,null,null,null,null,null,null,null,null,null,null,null,null,null,null,null,null,null,null,null,null,null,null,null,null,null,null,null,null,null,null,null,null,null,null,null,null,null,null,43,"200x200x20","200x200",20,17,12,76,59.7,5.67,5.67,2820,2820,4490,1160,6.09,6.09,7.68,3.9,197,197]
[null,null,null,null,null,null,null,null,null,null,null,null,null,null,null,null,null,null,null,null,null,null,null,null,null,null,null,null,null,null,null,null,null,null,null,null,null,null,null,44,"200x200x25","200x200",25,17,12,93.75,73.599999999999994,5.86,5.86,3420,3420,5420,1410,6.04,6.04,7.61,3.88,242,242]
[null,null,null,null,null,null,null,null,null,null,null,null,null,null,null,null,null,null,null,null,null,null,null,null,null,null,null,null,null,null,null,null,null,null,null,null,null,null,null,45,"250x250x25","250x250",25,24,12,119.4,93.7,7.1,7.1,6950,6950,11000,2860,7.63,7.63,9.6199999999999992,4.9000000000000004,388,388]
[null,null,null,null,null,null,null,null,null,null,null,null,null,null,null,null,null,null,null,null,null,null,null,null,null,null,null,null,null,null,null,null,null,null,null,null,null,null,null,46,"250x250x35","250x250",35,24,18,162.6,128,7.45,7.45,9110,9110,14400,3790,7.49,7.49,9.42,4.83,519,519]
[]
[]
[]
[null,null,null,null,null,null,null,null,null,null,null,null,null,null,null,null,null,null,null,null,null,null,null,null,null,null,null,null,null,null,null,null,null,null,null,null,null,null,null,null,null,null,null,null,null,"H-Sections or WF-Wide Flange"]
[]
[null,null,null,null,null,null,null,null,null,null,null,null,null,null,null,null,null,null,null,null,null,null,null,null,null,null,null,null,null,null,null,null,null,null,null,null,null,null,null,null,null,null,null,null,null,"TIS / JIS STANDARDS"]
[]
[null,null,null,null,null,null,null,null,null,null,null,null,null,null,null,null,null,null,null,null,null,null,null,null,null,null,null,null,null,null,null,null,null,null,null,null,null,null,null,null,null,null,null,null,null,"(TIS 1227 : 1996 / JIS G3192 : 1990)"]
[]
[null,null,null,null,null,null,null,null,null,null,null,null,null,null,null,null,null,null,null,null,null,null,null,null,null,null,null,null,null,null,null,null,null,null,null,null,null,null,null,null,null,null,null,null,null,"Size & Properties"]
[]
[]
[null,null,null,null,null,null,null,null,null,null,null,null,null,null,null,null,null,null,null,null,null,null,null,null,null,null,null,null,null,null,null,null,null,null,null,null,null,null,null,null,null,"Nominal Size mm.","Weight",null,"Sectional Dimension",null,null,null,null,null,null,null,null,null,"Sectional Area cm2","Sectional Area in2","Moment of Inertia",null,null,null,"Radius of Gyration",null,null,null,"Modulus of Section",null,null,null,"Nominal Size mm."]
[null,null,null,null,null,null,null,null,null,null,null,null,null,null,null,null,null,null,null,null,null,null,null,null,null,null,null,null,null,null,null,null,null,null,null,null,null,null,null,null,null,null,null,null,"H",null,"B",null,"t1",null,"t2",null,"r",null,null,null,"Ix",null,"Iy",null,"Ix",null,"Iy",null,"Ix",null,"Iy"]
[null,null,null,null,null,null,null,null,null,null,null,null,null,null,null,null,null,null,null,null,null,null,null,null,null,null,null,null,null,null,null,null,null,null,null,null,null,null,null,null,null,null,"kg/m.","lb/ft.","mm.","in.","mm.","in.","mm.","in.","mm.","in.","mm.","in.",null,null,"cm4","in4","cm4","in4","cm.","in.","cm.","in.","cm3","in3","cm3","in3"]
[null,null,null,null,null,null,null,null,null,null,null,null,null,null,null,null,null,null,null,null,null,null,null,null,null,null,null,null,null,null,null,null,null,null,null,null,null,null,null,1,{"$f":"AP218&\"x\"&AW218&\"x\"&AY218","v":"100x100x6x8"},"100x100",17.2,11.6,100,3.94,100,3.94,6,0.23599999999999999,8,0.315,10,0.39400000000000002,21.9,3.39,383,9.1999999999999993,134,3.22,4.2,1.65,2.4700000000000002,0.97,77,4.7,27,1.63,"100x100"]
[null,null,null,null,null,null,null,null,null,null,null,null,null,null,null,null,null,null,null,null,null,null,null,null,null,null,null,null,null,null,null,null,null,null,null,null,null,null,null,2,{"$f":"AP219&\"x\"&AW219&\"x\"&AY219","v":"125x125x6.5x9"},"125x125",23.8,16,125,4.92,125,4.92,6.5,0.25600000000000001,9,0.35399999999999998,10,0.39400000000000002,30.31,4.7,847,20.350000000000001,293,7.04,5.3,2.08,3.11,1.22,136,8.3000000000000007,47,2.87,"125x125"]
[null,null,null,null,null,null,null,null,null,null,null,null,null,null,null,null,null,null,null,null,null,null,null,null,null,null,null,null,null,null,null,null,null,null,null,null,null,null,null,3,{"$f":"AP220&\"x\"&AW220&\"x\"&AY220","v":"150x75x5x7"},"150x75",14,9.4,150,5.91,75,2.95,5,0.2,7,0.28000000000000003,8,0.31,17.850000000000001,2.77,666,16,50,1.19,6.1,2.41,1.66,0.65,89,5.4,13,0.81,"150x75"]
[null,null,null,null,null,null,null,null,null,null,null,null,null,null,null,null,null,null,null,null,null,null,null,null,null,null,null,null,null,null,null,null,null,null,null,null,null,null,null,4,{"$f":"AP221&\"x\"&AW221&\"x\"&AY221","v":"150x100x6x9"},"150x100",21.1,14.2,148,5.83,100,3.94,6,0.23599999999999999,9,0.35399999999999998,11,0.433,26.84,4.16,1020,24.51,151,3.63,6.2,2.4300000000000002,2.37,0.93,138,8.4,30,1.84,"150x100"]
[null,null,null,null,null,null,null,null,null,null,null,null,null,null,null,null,null,null,null,null,null,null,null,null,null,null,null,null,null,null,null,null,null,null,null,null,null,null,null,5,"150x150x7x10","150x150",31.5,21.2,150,5.91,150,5.91,7,0.27600000000000002,10,0.39400000000000002,11,0.433,40.14,6.22,1640,39.4,563,13.53,6.4,2.52,3.75,1.48,219,13.4,75,4.58,"150x150"]
[null,null,null,null,null,null,null,null,null,null,null,null,null,null,null,null,null,null,null,null,null,null,null,null,null,null,null,null,null,null,null,null,null,null,null,null,null,null,null,6,"175x175x7.5x11","175x175",40.200000000000003,27,175,6.89,175,6.89,7.5,0.29499999999999998,11,0.433,12,0.47199999999999998,51.21,7.94,2880,69.19,984,23.64,7.5,2.95,4.38,1.72,330,20.100000000000001,112,6.83,"175x175"]
[null,null,null,null,null,null,null,null,null,null,null,null,null,null,null,null,null,null,null,null,null,null,null,null,null,null,null,null,null,null,null,null,null,null,null,null,null,null,null,7,"200x100x4.5x7","200x100",18.2,12.2,198,7.8,99,3.9,4.5,0.17699999999999999,7,0.27600000000000002,11,0.433,23.18,3.59,1580,37.96,114,2.74,8.3000000000000007,3.25,2.21,0.87,160,9.8000000000000007,23,1.4,"200x100"]
[null,null,null,null,null,null,null,null,null,null,null,null,null,null,null,null,null,null,null,null,null,null,null,null,null,null,null,null,null,null,null,null,null,null,null,null,null,null,null,8,"200x100x5.5x8","200x100",21.3,14.3,200,7.87,100,3.94,5.5,0.217,8,0.315,11,0.433,27.16,4.21,1840,44.21,134,3.22,8.1999999999999993,3.24,2.2200000000000002,0.87,184,11.2,27,1.64]
[null,null,null,null,null,null,null,null,null,null,null,null,null,null,null,null,null,null,null,null,null,null,null,null,null,null,null,null,null,null,null,null,null,null,null,null,null,null,null,9,"200x150x6x9","200x150",30.6,20.6,194,7.64,150,5.91,6,0.23599999999999999,9,0.35399999999999998,13,0.51200000000000001,39.01,6.05,2690,64.63,507,12.18,8.3000000000000007,3.27,3.61,1.42,227,16.899999999999999,68,4.13,"200x150"]
[null,null,null,null,null,null,null,null,null,null,null,null,null,null,null,null,null,null,null,null,null,null,null,null,null,null,null,null,null,null,null,null,null,null,null,null,null,null,null,10,"200x200x8x12","200x200",49.9,33.5,200,7.87,200,7.87,8,0.315,12,0.47199999999999998,13,0.51200000000000001,63.53,9.85,4720,113.4,1600,38.44,8.6,3.39,5.0199999999999996,1.98,472,28.8,160,9.76,"200x200"]
[null,null,null,null,null,null,null,null,null,null,null,null,null,null,null,null,null,null,null,null,null,null,null,null,null,null,null,null,null,null,null,null,null,null,null,null,null,null,null,11,"200x200x12x12","200x200",56.2,37.799999999999997,200,7.87,204,8.0299999999999994,12,0.47199999999999998,12,0.47199999999999998,13,0.51200000000000001,71.53,11.09,4980,119.64,1700,40.840000000000003,8.4,3.29,4.88,1.92,498,30.4,167,10.19]
[null,null,null,null,null,null,null,null,null,null,null,null,null,null,null,null,null,null,null,null,null,null,null,null,null,null,null,null,null,null,null,null,null,null,null,null,null,null,null,12,"200x200x10x16","200x200",65.7,44.2,208,8.19,202,7.95,10,0.39400000000000002,16,0.63,13,0.51200000000000001,83.69,12.97,6530,156.88,2200,52.86,8.8000000000000007,3.48,5.13,2.02,628,38.299999999999997,218,13.3]
[null,null,null,null,null,null,null,null,null,null,null,null,null,null,null,null,null,null,null,null,null,null,null,null,null,null,null,null,null,null,null,null,null,null,null,null,null,null,null,13,"250x125x5x8","250x125",25.7,17.3,248,9.76,124,4.88,5,0.19700000000000001,8,0.315,12,0.47199999999999998,32.68,5.07,3540,85.05,255,6.13,10.4,4.09,2.79,1.1000000000000001,285,17.399999999999999,41,2.5099999999999998,"250x125"]
[null,null,null,null,null,null,null,null,null,null,null,null,null,null,null,null,null,null,null,null,null,null,null,null,null,null,null,null,null,null,null,null,null,null,null,null,null,null,null,14,"250x125x6x9","250x125",29.6,19.899999999999999,250,9.84,125,4.92,6,0.23599999999999999,9,0.35399999999999998,12,0.47199999999999998,37.659999999999997,5.84,4050,97.3,294,7.06,10.4,4.09,2.79,1.1000000000000001,324,19.8,47,2.87]
[null,null,null,null,null,null,null,null,null,null,null,null,null,null,null,null,null,null,null,null,null,null,null,null,null,null,null,null,null,null,null,null,null,null,null,null,null,null,null,15,"250x175x7x11","250x175",44.1,29.6,244,9.61,175,6.89,7,0.27600000000000002,11,0.433,16,0.63,56.24,8.7200000000000006,6120,147.03,984,23.64,10.4,4.09,4.18,1.65,502,30.6,113,6.9,"250x175"]
[null,null,null,null,null,null,null,null,null,null,null,null,null,null,null,null,null,null,null,null,null,null,null,null,null,null,null,null,null,null,null,null,null,null,null,null,null,null,null,16,"250x250x11x11","250x250",64.400000000000006,43.3,244,9.61,252,9.92,11,0.433,11,0.433,16,0.63,82.06,12.72,8790,211.18,2940,70.63,10.3,4.0599999999999996,5.98,2.35,720,43.9,233,14.22,"250x250"]
[null,null,null,null,null,null,null,null,null,null,null,null,null,null,null,null,null,null,null,null,null,null,null,null,null,null,null,null,null,null,null,null,null,null,null,null,null,null,null,17,"250x250x8x13","250x250",66.5,44.7,248,9.76,249,9.8000000000000007,8,0.315,13,0.51200000000000001,16,0.63,84.7,13.13,9930,238.57,3350,80.48,10.8,4.25,6.29,2.48,801,48.9,269,16.420000000000002]
[null,null,null,null,null,null,null,null,null,null,null,null,null,null,null,null,null,null,null,null,null,null,null,null,null,null,null,null,null,null,null,null,null,null,null,null,null,null,null,18,"250x250x9x14","250x250",72.400000000000006,48.7,250,9.84,250,9.84,9,0.35399999999999998,14,0.55100000000000005,16,0.63,92.18,14.29,10800,259.47000000000003,3650,87.69,10.8,4.25,6.29,2.48,867,52.9,292,17.82]
[null,null,null,null,null,null,null,null,null,null,null,null,null,null,null,null,null,null,null,null,null,null,null,null,null,null,null,null,null,null,null,null,null,null,null,null,null,null,null,19,"250x250x14x14","250x250",82.2,55.2,250,9.84,255,10.039999999999999,14,0.55100000000000005,14,0.55100000000000005,16,0.63,104.7,16.23,11500,276.29000000000002,3880,93.22,10.5,4.13,6.09,2.4,919,56.1,304,18.55]
[null,null,null,null,null,null,null,null,null,null,null,null,null,null,null,null,null,null,null,null,null,null,null,null,null,null,null,null,null,null,null,null,null,null,null,null,null,null,null,20,"300x150 x5.5x8","300x150 ",32,21.5,298,11.73,149,5.87,5.5,0.217,8,0.315,13,0.51200000000000001,40.799999999999997,6.32,6320,151.84,442,10.62,12.4,4.88,3.29,1.3,424,25.9,59,3.62,"300x150"]
[null,null,null,null,null,null,null,null,null,null,null,null,null,null,null,null,null,null,null,null,null,null,null,null,null,null,null,null,null,null,null,null,null,null,null,null,null,null,null,21,"300x150 x6.5x9","300x150 ",36.700000000000003,24.7,300,11.81,150,5.91,6.5,0.25600000000000001,9,0.35399999999999998,13,0.51200000000000001,46.78,7.25,7210,173.22,508,12.2,12.4,4.88,3.29,1.3,481,29.4,68,4.13]
[null,null,null,null,null,null,null,null,null,null,null,null,null,null,null,null,null,null,null,null,null,null,null,null,null,null,null,null,null,null,null,null,null,null,null,null,null,null,null,22,"300x200x8x12","300x200",56.8,38.200000000000003,294,11.57,200,7.87,8,0.315,12,0.47199999999999998,18,0.70899999999999996,72.38,11.22,11300,271.48,1600,38.44,12.5,4.92,4.71,1.85,771,47,160,9.76,"300x200"]
[null,null,null,null,null,null,null,null,null,null,null,null,null,null,null,null,null,null,null,null,null,null,null,null,null,null,null,null,null,null,null,null,null,null,null,null,null,null,null,23,"300x200x9x14","300x200",65.400000000000006,44,298,11.73,201,7.91,9,0.35399999999999998,14,0.55100000000000005,18,0.70899999999999996,83.36,12.92,13300,319.52999999999997,1900,45.65,12.6,4.96,4.7699999999999996,1.88,893,54.5,189,11.53]
[null,null,null,null,null,null,null,null,null,null,null,null,null,null,null,null,null,null,null,null,null,null,null,null,null,null,null,null,null,null,null,null,null,null,null,null,null,null,null,24,"300x300x12x12","300x300",84.5,56.8,294,11.57,302,11.89,12,0.47199999999999998,12,0.47199999999999998,18,0.70899999999999996,107.7,16.690000000000001,16900,406,5520,133,12.5,4.92,7.16,2.82,1150,70.2,365,22.27,"300x300"]
[null,null,null,null,null,null,null,null,null,null,null,null,null,null,null,null,null,null,null,null,null,null,null,null,null,null,null,null,null,null,null,null,null,null,null,null,null,null,null,25,"300x300x9x14","300x300",87,58.5,298,11.73,299,11.77,9,0.35399999999999998,14,0.55100000000000005,18,0.70899999999999996,110.8,17.170000000000002,18800,452,6240,150,13,5.12,7.51,2.96,1270,77.5,417,25.4]
[null,null,null,null,null,null,null,null,null,null,null,null,null,null,null,null,null,null,null,null,null,null,null,null,null,null,null,null,null,null,null,null,null,null,null,null,null,null,null,26,"300x300x10x15","300x300",94,63.2,300,11.81,300,11.81,10,0.39400000000000002,15,0.59099999999999997,18,0.70899999999999996,119.8,18.57,20400,490,6750,162,13.1,5.16,7.51,2.96,1360,83,450,27.5]
[null,null,null,null,null,null,null,null,null,null,null,null,null,null,null,null,null,null,null,null,null,null,null,null,null,null,null,null,null,null,null,null,null,null,null,null,null,null,null,27,"300x300x15x15","300x300",106,71.2,300,11.81,305,12.01,15,0.59099999999999997,15,0.59099999999999997,18,0.70899999999999996,134.80000000000001,20.89,21500,516.54,7100,170.58,12.6,4.96,7.26,2.86,1440,87.9,466,28.4]
[null,null,null,null,null,null,null,null,null,null,null,null,null,null,null,null,null,null,null,null,null,null,null,null,null,null,null,null,null,null,null,null,null,null,null,null,null,null,null,28,"300x300x11x17","300x300",106,71.2,304,11.97,301,11.85,11,0.433,17,0.66900000000000004,18,0.70899999999999996,134.80000000000001,20.89,23400,562.19000000000005,7730,185.71,13.2,5.2,7.57,2.98,1540,94,514,31.37]
[null,null,null,null,null,null,null,null,null,null,null,null,null,null,null,null,null,null,null,null,null,null,null,null,null,null,null,null,null,null,null,null,null,null,null,null,null,null,null,29,"350x175x6x9","350x175",41.4,27.8,346,13.62,174,6.85,6,0.23599999999999999,9,0.35399999999999998,14,0.55100000000000005,52.68,8.17,11100,266.68,792,19.03,14.5,5.71,3.88,1.53,641,39.1,91,5.55,"350x175"]
[null,null,null,null,null,null,null,null,null,null,null,null,null,null,null,null,null,null,null,null,null,null,null,null,null,null,null,null,null,null,null,null,null,null,null,null,null,null,null,30,"350x175x7x11","350x175",49.6,33.299999999999997,350,13.78,175,6.89,7,0.27600000000000002,11,0.433,14,0.55100000000000005,63.14,9.7899999999999991,13600,326.74,984,23.64,14.7,5.79,3.95,1.56,775,47.3,112,6.83]
[null,null,null,null,null,null,null,null,null,null,null,null,null,null,null,null,null,null,null,null,null,null,null,null,null,null,null,null,null,null,null,null,null,null,null,null,null,null,null,31,"350x175x8x13","350x175",57.8,38.799999999999997,354,13.94,176,6.93,8,0.315,13,0.51200000000000001,14,0.55100000000000005,73.680000000000007,11.42,16100,386.8,1180,28.35,14.8,5.83,4.01,1.58,909,55.5,134,8.18]
[null,null,null,null,null,null,null,null,null,null,null,null,null,null,null,null,null,null,null,null,null,null,null,null,null,null,null,null,null,null,null,null,null,null,null,null,null,null,null,32,"350x250x8x12","350x250",69.2,46.5,336,13.23,249,9.8000000000000007,8,0.315,12,0.47199999999999998,20,0.78700000000000003,88.15,13.66,18500,444.46,3090,74.239999999999995,14.5,5.71,5.92,2.33,1100,67.099999999999994,248,15.13,"350x250"]
[null,null,null,null,null,null,null,null,null,null,null,null,null,null,null,null,null,null,null,null,null,null,null,null,null,null,null,null,null,null,null,null,null,null,null,null,null,null,null,33,"350x250x9x14","350x250",79.7,53.6,340,13.39,250,9.84,9,0.35399999999999998,14,0.55100000000000005,20,0.78700000000000003,101.5,15.73,21700,521.34,3650,87.69,14.6,5.75,6,2.36,1280,78.099999999999994,292,17.82]
[null,null,null,null,null,null,null,null,null,null,null,null,null,null,null,null,null,null,null,null,null,null,null,null,null,null,null,null,null,null,null,null,null,null,null,null,null,null,null,34,"350x350x13x13","350x350",106,71.2,338,13.31,351,13.82,13,0.51200000000000001,13,0.51200000000000001,20,0.78700000000000003,135.30000000000001,20.97,28200,677.51,9380,225.36,14.4,5.67,8.33,3.28,1670,101.9,534,32.590000000000003,"350x350"]
[null,null,null,null,null,null,null,null,null,null,null,null,null,null,null,null,null,null,null,null,null,null,null,null,null,null,null,null,null,null,null,null,null,null,null,null,null,null,null,35,"350x350x10x16","350x350",115,77.3,344,13.54,348,13.7,10,0.39400000000000002,16,0.63,20,0.78700000000000003,146,22.63,33300,800.04,11200,269.08,15.1,5.94,8.7799999999999994,3.46,1940,118.4,646,39.42]
[null,null,null,null,null,null,null,null,null,null,null,null,null,null,null,null,null,null,null,null,null,null,null,null,null,null,null,null,null,null,null,null,null,null,null,null,null,null,null,36,"350x350x16x16","350x350",131,88,344,13.54,354,13.94,16,0.63,16,0.63,20,0.78700000000000003,166.6,25.82,35300,848.09,11800,283.5,14.6,5.75,8.43,3.32,2050,125.1,669,40.82]
[null,null,null,null,null,null,null,null,null,null,null,null,null,null,null,null,null,null,null,null,null,null,null,null,null,null,null,null,null,null,null,null,null,null,null,null,null,null,null,37,"350x350x12x19","350x350",137,92.1,350,13.78,350,13.78,12,0.47199999999999998,19,0.748,20,0.78700000000000003,173.9,26.95,40300,968.21,13600,326.74,15.2,5.98,8.84,3.48,2300,140.4,776,47.35]
[null,null,null,null,null,null,null,null,null,null,null,null,null,null,null,null,null,null,null,null,null,null,null,null,null,null,null,null,null,null,null,null,null,null,null,null,null,null,null,38,"350x350x19x19","350x350",156,104.8,350,13.78,357,14.06,19,0.748,19,0.748,20,0.78700000000000003,198.4,30.75,42800,1030,11400,345.96,14.7,5.79,8.5299999999999994,3.36,2450,149.5,809,49.37]
[null,null,null,null,null,null,null,null,null,null,null,null,null,null,null,null,null,null,null,null,null,null,null,null,null,null,null,null,null,null,null,null,null,null,null,null,null,null,null,39,"400x200x7x11","400x200",55.6,38,396,15.59,199,7.83,7,0.27600000000000002,11,0.433,16,0.63,72.16,11.18,20000,480.5,1450,34.840000000000003,16.7,6.57,4.4800000000000004,1.76,1010,61.6,145,8.85,"400x200"]
[null,null,null,null,null,null,null,null,null,null,null,null,null,null,null,null,null,null,null,null,null,null,null,null,null,null,null,null,null,null,null,null,null,null,null,null,null,null,null,40,"400x200x8x13","400x200",66,44.4,400,15.75,200,7.87,8,0.315,13,0.51200000000000001,16,0.63,84.12,13.04,23700,569.39,1740,41.8,16.8,6.61,4.54,1.79,1190,72.599999999999994,174,10.62]
[null,null,null,null,null,null,null,null,null,null,null,null,null,null,null,null,null,null,null,null,null,null,null,null,null,null,null,null,null,null,null,null,null,null,null,null,null,null,null,41,"400x200x9x15","400x200",75.5,50.7,404,15.91,201,7.91,9,0.35399999999999998,15,0.59099999999999997,16,0.63,96.16,14.9,27500,660.69,2030,48.77,16.899999999999999,6.65,4.5999999999999996,1.81,1360,83,202,12.33]
[null,null,null,null,null,null,null,null,null,null,null,null,null,null,null,null,null,null,null,null,null,null,null,null,null,null,null,null,null,null,null,null,null,null,null,null,null,null,null,42,"400x300x9x14","400x300",94.3,63.4,386,15.2,299,11.77,9,0.35399999999999998,14,0.55100000000000005,22,0.86599999999999999,120.1,18.62,33700,809.65,6240,149.91999999999999,16.7,6.57,7.21,2.84,1740,106.2,418,25.51,"400x300"]
[null,null,null,null,null,null,null,null,null,null,null,null,null,null,null,null,null,null,null,null,null,null,null,null,null,null,null,null,null,null,null,null,null,null,null,null,null,null,null,43,"400x300x10x16","400x300",107,71.900000000000006,390,15.35,300,11.81,10,0.39400000000000002,16,0.63,22,0.86599999999999999,136,21.08,38700,929.77,7210,173.22,16.899999999999999,6.65,7.28,2.87,1980,120.8,481,29.35]
[null,null,null,null,null,null,null,null,null,null,null,null,null,null,null,null,null,null,null,null,null,null,null,null,null,null,null,null,null,null,null,null,null,null,null,null,null,null,null,44,"400x400x15x15","400x400",140,94.1,388,15.28,402,15.83,15,0.59099999999999997,15,0.59099999999999997,22,0.86599999999999999,178.5,27.67,49000,1177.23,16300,391.61,16.600000000000001,6.54,9.5399999999999991,3.76,2520,153.80000000000001,809,49.37,"400x400"]
[null,null,null,null,null,null,null,null,null,null,null,null,null,null,null,null,null,null,null,null,null,null,null,null,null,null,null,null,null,null,null,null,null,null,null,null,null,null,null,45,"400x400x11x18","400x400",147,98.8,394,15.51,398,15.67,11,0.433,18,0.70899999999999996,22,0.86599999999999999,186.8,28.95,56100,1347.81,18900,454.07,17.3,6.81,10.1,3.98,2850,173.9,951,58.03]
[null,null,null,null,null,null,null,null,null,null,null,null,null,null,null,null,null,null,null,null,null,null,null,null,null,null,null,null,null,null,null,null,null,null,null,null,null,null,null,46,"400x400x18x18","400x400",168,112.9,394,15.51,405,15.94,18,0.70899999999999996,18,0.70899999999999996,22,0.86599999999999999,214.4,33.229999999999997,59700,1434.3,20000,480.5,16.7,6.57,9.65,3.8,3030,184.9,985,60.11]
[null,null,null,null,null,null,null,null,null,null,null,null,null,null,null,null,null,null,null,null,null,null,null,null,null,null,null,null,null,null,null,null,null,null,null,null,null,null,null,47,"400x400x13x21","400x400",172,115.6,400,15.75,400,15.75,13,0.51200000000000001,21,0.82699999999999996,22,0.86599999999999999,218.7,33.9,66600,1600.07,22400,538.16,17.5,6.89,10.1,3.98,3330,203.2,1120,68.349999999999994]
[null,null,null,null,null,null,null,null,null,null,null,null,null,null,null,null,null,null,null,null,null,null,null,null,null,null,null,null,null,null,null,null,null,null,null,null,null,null,null,48,"400x400x21x21","400x400",197,132.4,400,15.75,408,16.059999999999999,21,0.82699999999999996,21,0.82699999999999996,22,0.86599999999999999,250.7,38.86,70900,1703.38,23800,571.79999999999995,16.8,6.61,9.75,3.84,3540,216,1170,71.400000000000006]
[null,null,null,null,null,null,null,null,null,null,null,null,null,null,null,null,null,null,null,null,null,null,null,null,null,null,null,null,null,null,null,null,null,null,null,null,null,null,null,49,"400x400x18x28","400x400",232,155.9,414,16.3,405,15.94,18,0.70899999999999996,28,1.1020000000000001,22,0.86599999999999999,295.39999999999998,45.79,92800,2229.5300000000002,31000,744.78,17.7,6.97,10.199999999999999,4.0199999999999996,4480,273.39999999999998,1530,93.37]
[null,null,null,null,null,null,null,null,null,null,null,null,null,null,null,null,null,null,null,null,null,null,null,null,null,null,null,null,null,null,null,null,null,null,null,null,null,null,null,50,"450x200x8x12","450x200",66.2,44.5,446,17.559999999999999,199,7.83,8,0.315,12,0.47199999999999998,18,0.70899999999999996,84.3,13.07,28700,689.52,1580,37.96,18.5,7.28,4.33,1.7,1290,78.7,159,9.6999999999999993,"450x200"]
[null,null,null,null,null,null,null,null,null,null,null,null,null,null,null,null,null,null,null,null,null,null,null,null,null,null,null,null,null,null,null,null,null,null,null,null,null,null,null,51,"450x200x9x14","450x200",76,51.1,450,17.72,200,7.87,9,0.35399999999999998,14,0.55100000000000005,18,0.70899999999999996,96.76,15,33500,804.84,1870,44.93,18.600000000000001,7.32,4.4000000000000004,1.73,1490,90.9,187,11.41]
[null,null,null,null,null,null,null,null,null,null,null,null,null,null,null,null,null,null,null,null,null,null,null,null,null,null,null,null,null,null,null,null,null,null,null,null,null,null,null,52,"450x200x10x17","450x200",88.9,59.7,456,17.95,201,7.91,10,0.39400000000000002,17,0.66900000000000004,18,0.70899999999999996,113.3,17.559999999999999,40400,970.61,2310,55.5,18.899999999999999,7.44,4.51,1.78,1770,108,230,14.04]
[null,null,null,null,null,null,null,null,null,null,null,null,null,null,null,null,null,null,null,null,null,null,null,null,null,null,null,null,null,null,null,null,null,null,null,null,null,null,null,53,"450x300x10x17","450x300",106,71.2,434,17.09,299,11.81,10,0.39400000000000002,17,0.59099999999999997,24,0.94499999999999995,135,20.93,46800,1124.3699999999999,6690,160.72999999999999,18.600000000000001,7.32,7.04,2.77,2160,131.80000000000001,448,27.34,"450x300"]
[null,null,null,null,null,null,null,null,null,null,null,null,null,null,null,null,null,null,null,null,null,null,null,null,null,null,null,null,null,null,null,null,null,null,null,null,null,null,null,54,"450x300x11x18","450x300",124,83.3,440,17.32,300,11.81,11,0.433,18,0.70899999999999996,24,0.94499999999999995,157.4,24.4,56100,1347.81,8110,194.84,18.899999999999999,7.44,7.18,2.83,2550,155.6,541,33.01]
[null,null,null,null,null,null,null,null,null,null,null,null,null,null,null,null,null,null,null,null,null,null,null,null,null,null,null,null,null,null,null,null,null,null,null,null,null,null,null,55,"450x300x13x21","450x300",145,97.4,446,17.559999999999999,302,11.89,13,0.51200000000000001,21,0.82699999999999996,24,0.94499999999999995,184.3,28.57,66400,1595.27,9660,232.08,19,7.48,7.24,2.85,2980,181.9,639,38.99]
[null,null,null,null,null,null,null,null,null,null,null,null,null,null,null,null,null,null,null,null,null,null,null,null,null,null,null,null,null,null,null,null,null,null,null,null,null,null,null,56,"500x200x9x14","500x200",79.5,53.4,496,19.53,199,7.83,9,0.35399999999999998,14,0.55100000000000005,20,0.78700000000000003,101.3,15.7,41900,1006.65,1840,44.21,20.3,7.99,4.2699999999999996,1.68,1690,103.1,185,11.29,"500x200"]
[null,null,null,null,null,null,null,null,null,null,null,null,null,null,null,null,null,null,null,null,null,null,null,null,null,null,null,null,null,null,null,null,null,null,null,null,null,null,null,57,"500x200x10x16","500x200",89.6,60.2,500,19.690000000000001,200,7.87,10,0.39400000000000002,16,0.63,20,0.78700000000000003,114.2,17.7,47800,1148.4000000000001,2140,51.41,20.5,8.07,4.33,1.7,1910,116.6,214,13.06]
[null,null,null,null,null,null,null,null,null,null,null,null,null,null,null,null,null,null,null,null,null,null,null,null,null,null,null,null,null,null,null,null,null,null,null,null,null,null,null,58,"500x200x11x19","500x200",103,69.2,506,19.920000000000002,201,7.91,11,0.433,19,0.748,20,0.78700000000000003,131.30000000000001,20.350000000000001,56500,1357.42,2580,61.98,20.7,8.15,4.43,1.74,2230,136.1,257,15.68]
[null,null,null,null,null,null,null,null,null,null,null,null,null,null,null,null,null,null,null,null,null,null,null,null,null,null,null,null,null,null,null,null,null,null,null,null,null,null,null,59,"500x300x11x15","500x300",114,76.599999999999994,482,18.98,300,11.81,11,0.433,15,0.59099999999999997,26,1.024,145.5,22.55,60400,1451.12,6760,162.41,20.399999999999999,8.0299999999999994,6.82,2.69,2500,152.6,451,27.52,"500x300"]
[null,null,null,null,null,null,null,null,null,null,null,null,null,null,null,null,null,null,null,null,null,null,null,null,null,null,null,null,null,null,null,null,null,null,null,null,null,null,null,60,"500x300x11x18","500x300",128,86,488,19.21,300,11.81,11,0.433,18,0.70899999999999996,26,1.024,163.5,25.34,71000,1705.78,8110,194.84,20.8,8.19,7.04,2.77,2910,177.6,541,33.01]
[null,null,null,null,null,null,null,null,null,null,null,null,null,null,null,null,null,null,null,null,null,null,null,null,null,null,null,null,null,null,null,null,null,null,null,null,null,null,null,61,"500x300x13x21","500x300",150,100.8,494,19.45,302,11.89,13,0.51200000000000001,21,0.82699999999999996,26,1.024,191.4,29.67,83800,2013.3,9660,232.08,20.9,8.23,7.1,2.8,3390,208.9,640,39.06]
[null,null,null,null,null,null,null,null,null,null,null,null,null,null,null,null,null,null,null,null,null,null,null,null,null,null,null,null,null,null,null,null,null,null,null,null,null,null,null,62,"600x200x10x15","600x200",94.6,63.6,596,23.46,199,7.83,10,0.39400000000000002,15,0.59099999999999997,22,0.86599999999999999,120.5,18.68,68700,1650.52,1980,47.57,23.9,9.41,4.05,1.59,2310,141,199,12.14,"600x200"]
[null,null,null,null,null,null,null,null,null,null,null,null,null,null,null,null,null,null,null,null,null,null,null,null,null,null,null,null,null,null,null,null,null,null,null,null,null,null,null,63,"600x200x11x17","600x200",106,71.2,600,23.62,200,7.87,11,0.433,17,0.66900000000000004,22,0.86599999999999999,134.4,20.83,77600,1864.35,2280,54.78,24,9.4499999999999993,4.12,1.62,2590,158.1,228,13.91]
[null,null,null,null,null,null,null,null,null,null,null,null,null,null,null,null,null,null,null,null,null,null,null,null,null,null,null,null,null,null,null,null,null,null,null,null,null,null,null,64,"600x200x12x20","600x200",120,80.599999999999994,606,23.86,201,7.91,12,0.47199999999999998,20,0.78700000000000003,22,0.86599999999999999,152.5,23.67,90400,2171.87,2720,65.349999999999994,24.3,9.57,4.22,1.66,2980,181.9,271,16.54]
[null,null,null,null,null,null,null,null,null,null,null,null,null,null,null,null,null,null,null,null,null,null,null,null,null,null,null,null,null,null,null,null,null,null,null,null,null,null,null,65,"600x200x13x23","600x200",134,90.1,612,24.09,202,7.95,13,0.51200000000000001,23,0.90600000000000003,22,0.86599999999999999,170.7,26.46,103000,2474.58,3180,76.400000000000006,24.6,9.69,4.3099999999999996,1.7,3380,206.3,314,19.16]
[null,null,null,null,null,null,null,null,null,null,null,null,null,null,null,null,null,null,null,null,null,null,null,null,null,null,null,null,null,null,null,null,null,null,null,null,null,null,null,66,{"$f":"AP283&\"x\"&AW283&\"x\"&AY283","v":"600x300x12x17"},"600x300",137,92.1,582,22.91,300,11.81,12,0.47199999999999998,17,0.66900000000000004,28,1.1020000000000001,174.5,27.05,103000,2474.58,7670,184.27,24.3,9.57,6.63,2.61,3530,215.4,511,31.18,"600x300"]
[null,null,null,null,null,null,null,null,null,null,null,null,null,null,null,null,null,null,null,null,null,null,null,null,null,null,null,null,null,null,null,null,null,null,null,null,null,null,null,67,"600x300x12x20","600x300",151,101.5,588,23.15,300,11.81,12,0.47199999999999998,20,0.78700000000000003,28,1.1020000000000001,192.5,29.84,118000,2834.96,9020,216.71,24.8,9.76,6.85,2.7,4020,245.3,601,36.68]
[null,null,null,null,null,null,null,null,null,null,null,null,null,null,null,null,null,null,null,null,null,null,null,null,null,null,null,null,null,null,null,null,null,null,null,null,null,null,null,68,"600x300x14x23","600x300",175,117.6,594,23.39,302,11.89,14,0.55100000000000005,23,0.90600000000000003,28,1.1020000000000001,222.4,34.47,137000,3291.44,10600,254.67,24.9,9.8000000000000007,6.9,2.72,4620,281.89999999999998,701,42.78]
[null,null,null,null,null,null,null,null,null,null,null,null,null,null,null,null,null,null,null,null,null,null,null,null,null,null,null,null,null,null,null,null,null,null,null,null,null,null,null,69,"700x300x13x20","700x300",166,111.6,692,27.24,300,11.81,13,0.51200000000000001,20,0.78700000000000003,28,1.1000000000000001,211.5,32.78,172000,4132.32,9020,216.71,28.6,11.26,6.53,2.57,4980,303.89999999999998,602,36.74,"700x300"]
[null,null,null,null,null,null,null,null,null,null,null,null,null,null,null,null,null,null,null,null,null,null,null,null,null,null,null,null,null,null,null,null,null,null,null,null,null,null,null,70,"700x300x13x24","700x300",185,124.3,700,27.56,300,11.81,13,0.51200000000000001,24,0.94499999999999995,28,1.1000000000000001,235.5,36.5,201000,4829.04,10800,259.47000000000003,29.3,11.54,6.78,2.67,5760,351.5,722,44.06]
[null,null,null,null,null,null,null,null,null,null,null,null,null,null,null,null,null,null,null,null,null,null,null,null,null,null,null,null,null,null,null,null,null,null,null,null,null,null,null,71,"800x300x14x22","800x300",191,128.4,792,31.18,300,11.81,14,0.55100000000000005,22,0.86599999999999999,28,1.1020000000000001,243.4,37.729999999999997,254000,6102.37,9930,238.57,32.299999999999997,12.72,6.39,2.52,6410,391.2,662,40.4,"800x300"]
[null,null,null,null,null,null,null,null,null,null,null,null,null,null,null,null,null,null,null,null,null,null,null,null,null,null,null,null,null,null,null,null,null,null,null,null,null,null,null,72,"800x300x14x26","800x300",210,141.1,800,31.5,300,11.81,14,0.55100000000000005,26,1.024,28,1.1020000000000001,267.39999999999998,41.45,292000,7015.33,11700,281.08999999999997,33,12.99,6.62,2.61,7290,444.9,782,47.72]
[null,null,null,null,null,null,null,null,null,null,null,null,null,null,null,null,null,null,null,null,null,null,null,null,null,null,null,null,null,null,null,null,null,null,null,null,null,null,null,73,{"$f":"AP290&\"x\"&AW290&\"x\"&AY290","v":"900x300x16x28"},"900x300",243,160.69999999999999,900,35.43,300,11.81,16,0.65,28,1.1080000000000001,28,1.1020000000000001,309.8,48.02,411000,9874,12600,303,36.4,14.33,6.39,2.52,11800,720,1140,69.569999999999993,"900x300"]
[]
[]
[]
[null,null,null,null,null,null,null,null,null,null,null,null,null,null,null,null,null,null,null,null,null,null,null,null,null,null,null,null,null,null,null,null,null,null,null,null,null,null,null,null,null,null,null,null,null,"I-Sections"]
[]
[null,null,null,null,null,null,null,null,null,null,null,null,null,null,null,null,null,null,null,null,null,null,null,null,null,null,null,null,null,null,null,null,null,null,null,null,null,null,null,null,null,null,null,null,null,"TIS / JIS STANDARDS"]
[]
[null,null,null,null,null,null,null,null,null,null,null,null,null,null,null,null,null,null,null,null,null,null,null,null,null,null,null,null,null,null,null,null,null,null,null,null,null,null,null,null,null,null,null,null,null,"(TIS 1227 : 1996 / JIS G3192 : 1990)"]
[]
[null,null,null,null,null,null,null,null,null,null,null,null,null,null,null,null,null,null,null,null,null,null,null,null,null,null,null,null,null,null,null,null,null,null,null,null,null,null,null,null,null,null,null,null,null,"Size & Properties"]
[]
[]
[null,null,null,null,null,null,null,null,null,null,null,null,null,null,null,null,null,null,null,null,null,null,null,null,null,null,null,null,null,null,null,null,null,null,null,null,null,null,null,null,null,"Standard Sectional",null,null,null,null,"Sectional Area","Weight (kg/m.)","Reference"]
[null,null,null,null,null,null,null,null,null,null,null,null,null,null,null,null,null,null,null,null,null,null,null,null,null,null,null,null,null,null,null,null,null,null,null,null,null,null,null,null,null,"Dimension (mm.)",null,null,null,null,"(cm2)"]
[null,null,null,null,null,null,null,null,null,null,null,null,null,null,null,null,null,null,null,null,null,null,null,null,null,null,null,null,null,null,null,null,null,null,null,null,null,null,null,null,null,"H x B","t1","t2","r1","r2",null,null,"Geometrical Moment",null,"Radius of Gyration (cm)",null,"Modulus of Section (cm3)"]
[null,null,null,null,null,null,null,null,null,null,null,null,null,null,null,null,null,null,null,null,null,null,null,null,null,null,null,null,null,null,null,null,null,null,null,null,null,null,null,null,null,null,null,null,null,null,null,null,"of Inertia (cm4)"]
[null,null,null,null,null,null,null,null,null,null,null,null,null,null,null,null,null,null,null,null,null,null,null,null,null,null,null,null,null,null,null,null,null,null,null,null,null,null,null,null,null,null,null,null,null,null,null,null,"lx","ly","ix","iy","Zx","Zy"]
[null,null,null,null,null,null,null,null,null,null,null,null,null,null,null,null,null,null,null,null,null,null,null,null,null,null,null,null,null,null,null,null,null,null,null,null,null,null,null,1,{"$f":"AP308&\"x\"&AQ308&\"x\"&AR308","v":"100x75x5x8"},"100x75",5,8,7,3.5,16.43,12.9,281,47.3,4.1399999999999997,1.7,56.2,12.6]
[null,null,null,null,null,null,null,null,null,null,null,null,null,null,null,null,null,null,null,null,null,null,null,null,null,null,null,null,null,null,null,null,null,null,null,null,null,null,null,2,{"$f":"AP309&\"x\"&AQ309&\"x\"&AR309","v":"125x75x5.5x9.5"},"125x75",5.5,9.5,9,4.5,20.45,16.100000000000001,538,57.5,5.13,1.68,86,15.3]
[null,null,null,null,null,null,null,null,null,null,null,null,null,null,null,null,null,null,null,null,null,null,null,null,null,null,null,null,null,null,null,null,null,null,null,null,null,null,null,3,"150x75x5.5x9.5","150x75",5.5,9.5,9,4.5,21.83,17.100000000000001,819,57.5,6.12,1.62,109,15.3]
[null,null,null,null,null,null,null,null,null,null,null,null,null,null,null,null,null,null,null,null,null,null,null,null,null,null,null,null,null,null,null,null,null,null,null,null,null,null,null,4,"150x125x8.5x14","150x125",8.5,14,13,6.5,46.15,36.200000000000003,1760,385,6.18,2.89,235,61.6]
[null,null,null,null,null,null,null,null,null,null,null,null,null,null,null,null,null,null,null,null,null,null,null,null,null,null,null,null,null,null,null,null,null,null,null,null,null,null,null,5,"180x100x6x10","180x100",6,10,10,5,30.06,23.6,1670,138,7.45,2.14,186,27.5]
[null,null,null,null,null,null,null,null,null,null,null,null,null,null,null,null,null,null,null,null,null,null,null,null,null,null,null,null,null,null,null,null,null,null,null,null,null,null,null,6,"200x100x7x10","200x100",7,10,10,5,33.06,26,2170,138,8.11,2.0499999999999998,217,27.7]
[null,null,null,null,null,null,null,null,null,null,null,null,null,null,null,null,null,null,null,null,null,null,null,null,null,null,null,null,null,null,null,null,null,null,null,null,null,null,null,7,"200x150x9x16","200x150",9,16,15,7.5,64.16,50.4,4460,753,8.34,3.43,446,100]
[null,null,null,null,null,null,null,null,null,null,null,null,null,null,null,null,null,null,null,null,null,null,null,null,null,null,null,null,null,null,null,null,null,null,null,null,null,null,null,8,{"$f":"AP315&\"x\"&AQ315&\"x\"&AR315","v":"250x125x7.5x12.5"},"250x125",7.5,12.5,12,6,48.79,38.299999999999997,5180,337,10.3,2.63,414,53.9]
[null,null,null,null,null,null,null,null,null,null,null,null,null,null,null,null,null,null,null,null,null,null,null,null,null,null,null,null,null,null,null,null,null,null,null,null,null,null,null,9,{"$f":"AP316&\"x\"&AQ316&\"x\"&AR316","v":"250x125x10x19"},"250x125",10,19,21,10.5,70.73,55.5,7310,538,10.199999999999999,2.76,585,86]
[null,null,null,null,null,null,null,null,null,null,null,null,null,null,null,null,null,null,null,null,null,null,null,null,null,null,null,null,null,null,null,null,null,null,null,null,null,null,null,10,"300x150x8x13","300x150",8,13,12,6,61.58,48.3,9480,588,12.4,3.09,632,78.400000000000006]
[null,null,null,null,null,null,null,null,null,null,null,null,null,null,null,null,null,null,null,null,null,null,null,null,null,null,null,null,null,null,null,null,null,null,null,null,null,null,null,11,"300x150x10x18.5","300x150",10,18.5,19,9.5,83.47,65.5,12700,886,12.3,3.26,849,118]
[null,null,null,null,null,null,null,null,null,null,null,null,null,null,null,null,null,null,null,null,null,null,null,null,null,null,null,null,null,null,null,null,null,null,null,null,null,null,null,12,"300x150x11.5x22","300x150",11.5,22,23,11.5,97.88,76.8,14700,1080,12.2,3.32,978,143]
[null,null,null,null,null,null,null,null,null,null,null,null,null,null,null,null,null,null,null,null,null,null,null,null,null,null,null,null,null,null,null,null,null,null,null,null,null,null,null,13,"350x150x9x15","350x150",9,15,13,6.5,74.58,58.5,15200,702,14.3,3.07,870,93.5]
[null,null,null,null,null,null,null,null,null,null,null,null,null,null,null,null,null,null,null,null,null,null,null,null,null,null,null,null,null,null,null,null,null,null,null,null,null,null,null,14,"350x150x12x24","350x150",12,24,25,12.5,111.1,87.2,22400,1180,14.2,3.26,1280,158]
[null,null,null,null,null,null,null,null,null,null,null,null,null,null,null,null,null,null,null,null,null,null,null,null,null,null,null,null,null,null,null,null,null,null,null,null,null,null,null,15,"400x150x10x18","400x150",10,18,17,8.5,91.73,72,24100,864,16.2,3.07,1200,115]
[null,null,null,null,null,null,null,null,null,null,null,null,null,null,null,null,null,null,null,null,null,null,null,null,null,null,null,null,null,null,null,null,null,null,null,null,null,null,null,16,"400x150x12.5x25","400x150",12.5,25,27,13.5,122.1,95.8,31700,1240,16.100000000000001,3.18,1580,165]
[null,null,null,null,null,null,null,null,null,null,null,null,null,null,null,null,null,null,null,null,null,null,null,null,null,null,null,null,null,null,null,null,null,null,null,null,null,null,null,17,"450x175x11x20","450x175",11,20,19,9.5,116.8,91.7,39200,1510,18.3,3.6,1740,173]
[null,null,null,null,null,null,null,null,null,null,null,null,null,null,null,null,null,null,null,null,null,null,null,null,null,null,null,null,null,null,null,null,null,null,null,null,null,null,null,18,"450x175x13x26","450x175",13,26,27,13.5,146.1,115,48800,2020,18.3,3.72,2170,231]
[null,null,null,null,null,null,null,null,null,null,null,null,null,null,null,null,null,null,null,null,null,null,null,null,null,null,null,null,null,null,null,null,null,null,null,null,null,null,null,19,{"$f":"AP326&\"x\"&AQ326&\"x\"&AR326","v":"600x190x13x25"},"600x190",13,25,25,12.5,169.4,133,98400,2460,24.1,3.81,3280,259]
[null,null,null,null,null,null,null,null,null,null,null,null,null,null,null,null,null,null,null,null,null,null,null,null,null,null,null,null,null,null,null,null,null,null,null,null,null,null,null,20,"600x190x16x35","600x190",16,35,38,19,224.5,176,130000,3540,24.1,3.97,4330,373]
[]
[]
[]
[null,null,null,null,null,null,null,null,null,null,null,null,null,null,null,null,null,null,null,null,null,null,null,null,null,null,null,null,null,null,null,null,null,null,null,null,null,null,null,null,null,null,null,null,null,null,null,"Light Lip Channel"]
[]
[]
[]
[]
[]
[]
[]
[]
[null,null,null,null,null,null,null,null,null,null,null,null,null,null,null,null,null,null,null,null,null,null,null,null,null,null,null,null,null,null,null,null,null,null,null,null,null,null,null,null,null,"Dimensions mm.",null,"Sectional Area cm2","Weight kg./m.","Center of Gravity cm.",null,"Secondary Moment of Area cm4",null,"Radius of Gyration of Area cm.",null,"Modulus of Section cm3",null,"Center of Shear cm."]
[null,null,null,null,null,null,null,null,null,null,null,null,null,null,null,null,null,null,null,null,null,null,null,null,null,null,null,null,null,null,null,null,null,null,null,null,null,null,null,null,null,"H x A x C","t",null,null,"Cx","Cy","Ix","Iy","ix","iy","Zx","Zy","Sx","Sy"]
[null,null,null,null,null,null,null,null,null,null,null,null,null,null,null,null,null,null,null,null,null,null,null,null,null,null,null,null,null,null,null,null,null,null,null,null,null,null,null,1,"250x75x25x4.5","250x75x25",4.5,18.920000000000002,14.9,0,2.0699999999999998,1690,129,9.44,2.62,135,23.8,5.0999999999999996,0]
[null,null,null,null,null,null,null,null,null,null,null,null,null,null,null,null,null,null,null,null,null,null,null,null,null,null,null,null,null,null,null,null,null,null,null,null,null,null,null,2,"200x75x25x4.5","200x75x25",4.5,16.670000000000002,13.1,0,2.3199999999999998,990,121,7.61,2.69,99,23.3,5.6,0]
[null,null,null,null,null,null,null,null,null,null,null,null,null,null,null,null,null,null,null,null,null,null,null,null,null,null,null,null,null,null,null,null,null,null,null,null,null,null,null,3,"200x75x25x4.0","200x75x25",4,14.95,11.7,0,2.3199999999999998,895,110,7.74,2.72,89.5,21.3,5.7,0]
[null,null,null,null,null,null,null,null,null,null,null,null,null,null,null,null,null,null,null,null,null,null,null,null,null,null,null,null,null,null,null,null,null,null,null,null,null,null,null,4,"200x75x25x3.2","200x75x25",3.2,12.13,9.52,0,2.33,736,92.3,7.7,2.76,73.599999999999994,17.8,5.7,0]
[null,null,null,null,null,null,null,null,null,null,null,null,null,null,null,null,null,null,null,null,null,null,null,null,null,null,null,null,null,null,null,null,null,null,null,null,null,null,null,5,"200x75x20x4.5","200x75x20",4.5,16.22,12.7,0,2.19,963,109,7.71,2.6,96.3,20.6,5.7,0]
[null,null,null,null,null,null,null,null,null,null,null,null,null,null,null,null,null,null,null,null,null,null,null,null,null,null,null,null,null,null,null,null,null,null,null,null,null,null,null,6,"200x75x20x4.0","200x75x20",4,14.55,11.4,0,2.19,871,100,7.74,2.62,87.1,18.899999999999999,5.3,0]
[null,null,null,null,null,null,null,null,null,null,null,null,null,null,null,null,null,null,null,null,null,null,null,null,null,null,null,null,null,null,null,null,null,null,null,null,null,null,null,7,"200x75x20x3.2","200x75x20",3.2,11.81,9.27,0,2.19,716,84.1,7.79,2.67,71.599999999999994,15.8,5.3,0]
[null,null,null,null,null,null,null,null,null,null,null,null,null,null,null,null,null,null,null,null,null,null,null,null,null,null,null,null,null,null,null,null,null,null,null,null,null,null,null,8,"150x75x25x4.5","150x75x25",4.5,14.42,11.3,0,2.65,501,109,5.9,2.75,66.900000000000006,22.5,5.4,0]
[null,null,null,null,null,null,null,null,null,null,null,null,null,null,null,null,null,null,null,null,null,null,null,null,null,null,null,null,null,null,null,null,null,null,null,null,null,null,null,9,"150x75x25x4.0","150x75x25",4,12.95,10.199999999999999,0,2.65,455,99.8,5.93,2.78,60.6,20.6,6.3,0]
[null,null,null,null,null,null,null,null,null,null,null,null,null,null,null,null,null,null,null,null,null,null,null,null,null,null,null,null,null,null,null,null,null,null,null,null,null,null,null,10,"150x75x25x3.2","150x75x25",3.2,10.53,8.27,0,2.66,375,83.6,5.97,2.82,50,17.3,6.3,0]
[null,null,null,null,null,null,null,null,null,null,null,null,null,null,null,null,null,null,null,null,null,null,null,null,null,null,null,null,null,null,null,null,null,null,null,null,null,null,null,11,"150x75x20x4.5","150x75x20",4.5,13.97,11,0,2.5,489,99.2,5.92,2.66,65.2,19.8,6.4,0]
[null,null,null,null,null,null,null,null,null,null,null,null,null,null,null,null,null,null,null,null,null,null,null,null,null,null,null,null,null,null,null,null,null,null,null,null,null,null,null,12,"150x75x20x4.0","150x75x20",4,12.55,9.85,0,2.5099999999999998,445,91,5.95,2.69,59.3,18.2,6,0]
[null,null,null,null,null,null,null,null,null,null,null,null,null,null,null,null,null,null,null,null,null,null,null,null,null,null,null,null,null,null,null,null,null,null,null,null,null,null,null,13,"150x75x20x3.2","150x75x20",3.2,10.210000000000001,8.01,0,2.5099999999999998,366,76.400000000000006,5.99,2.74,48.9,15.3,5.8,0]
[null,null,null,null,null,null,null,null,null,null,null,null,null,null,null,null,null,null,null,null,null,null,null,null,null,null,null,null,null,null,null,null,null,null,null,null,null,null,null,14,"150x65x20x4.0","150x65x20",4,11.75,9.2200000000000006,0,2.11,401,63.7,5.48,2.33,53.5,14.5,5.0999999999999996,0]
[null,null,null,null,null,null,null,null,null,null,null,null,null,null,null,null,null,null,null,null,null,null,null,null,null,null,null,null,null,null,null,null,null,null,null,null,null,null,null,15,"150x65x20x3.2","150x65x20",3.2,9.5670000000000002,7.51,0,2.11,332,53.8,5.89,2.37,44.3,12.2,5,0]
[null,null,null,null,null,null,null,null,null,null,null,null,null,null,null,null,null,null,null,null,null,null,null,null,null,null,null,null,null,null,null,null,null,null,null,null,null,null,null,16,"150x65x20x2.3","150x65x20",2.2999999999999998,7.0119999999999996,5.5,0,2.12,248,41.1,5.94,2.42,33,9.3699999999999992,5.0999999999999996,0]
[null,null,null,null,null,null,null,null,null,null,null,null,null,null,null,null,null,null,null,null,null,null,null,null,null,null,null,null,null,null,null,null,null,null,null,null,null,null,null,17,"150x50x20x4.5","150x50x20",4.5,11.72,9.1999999999999993,0,1.54,368,35.700000000000003,5.6,1.75,49,10.5,5.2,0]
[null,null,null,null,null,null,null,null,null,null,null,null,null,null,null,null,null,null,null,null,null,null,null,null,null,null,null,null,null,null,null,null,null,null,null,null,null,null,null,18,"150x50x20x3.2","150x50x20",3.2,8.6069999999999993,6.76,0,1.54,280,28.3,5.71,1.81,37.4,8.19,3.7,0]
[null,null,null,null,null,null,null,null,null,null,null,null,null,null,null,null,null,null,null,null,null,null,null,null,null,null,null,null,null,null,null,null,null,null,null,null,null,null,null,19,"150x50x20x2.3","150x50x20",2.2999999999999998,6.3220000000000001,4.96,0,1.55,210,21.9,5.77,1.86,28,6.33,3.8,0]
[null,null,null,null,null,null,null,null,null,null,null,null,null,null,null,null,null,null,null,null,null,null,null,null,null,null,null,null,null,null,null,null,null,null,null,null,null,null,null,20,"125x50x20x4.5","125x50x20",4.5,10.59,8.32,0,1.68,238,33.5,4.74,1.78,38,10,4,0]
[null,null,null,null,null,null,null,null,null,null,null,null,null,null,null,null,null,null,null,null,null,null,null,null,null,null,null,null,null,null,null,null,null,null,null,null,null,null,null,21,"125x50x20x4.0","125x50x20",4,9.548,7.5,0,1.68,217,33.1,4.7699999999999996,1.81,34.700000000000003,9.3800000000000008,4,0]
[null,null,null,null,null,null,null,null,null,null,null,null,null,null,null,null,null,null,null,null,null,null,null,null,null,null,null,null,null,null,null,null,null,null,null,null,null,null,null,22,"125x50x20x3.2","125x50x20",3.2,7.8070000000000004,6.13,0,1.68,181,26.6,4.82,1.85,29,8.02,4,0]
[null,null,null,null,null,null,null,null,null,null,null,null,null,null,null,null,null,null,null,null,null,null,null,null,null,null,null,null,null,null,null,null,null,null,null,null,null,null,null,23,"125x50x20x2.3","125x50x20",2.2999999999999998,5.7469999999999999,4.51,0,1.69,137,20.6,4.88,1.89,21.9,6.22,4.0999999999999996,0]
[null,null,null,null,null,null,null,null,null,null,null,null,null,null,null,null,null,null,null,null,null,null,null,null,null,null,null,null,null,null,null,null,null,null,null,null,null,null,null,24,"120x60x25x4.5","120x60x25",4.5,11.72,9.1999999999999993,0,2.25,252,58,4.63,2.2200000000000002,41.9,15.5,5.3,0]
[null,null,null,null,null,null,null,null,null,null,null,null,null,null,null,null,null,null,null,null,null,null,null,null,null,null,null,null,null,null,null,null,null,null,null,null,null,null,null,25,"120x60x25x3.2","120x60x25",3.2,8.2870000000000008,6.51,0,2.12,186,40.9,4.74,2.2200000000000002,31,10.5,4.9000000000000004,0]
[null,null,null,null,null,null,null,null,null,null,null,null,null,null,null,null,null,null,null,null,null,null,null,null,null,null,null,null,null,null,null,null,null,null,null,null,null,null,null,26,"120x60x25x2.3","120x60x25",2.2999999999999998,6.0919999999999996,4.78,0,2.13,140,31.3,4.79,2.27,23.3,8.1,5.0999999999999996,0]
[null,null,null,null,null,null,null,null,null,null,null,null,null,null,null,null,null,null,null,null,null,null,null,null,null,null,null,null,null,null,null,null,null,null,null,null,null,null,null,27,"120x40x20x3.2","120x40x20",3.2,7.0069999999999997,5.5,0,1.32,144,15.3,4.53,1.48,24,5.71,3.4,0]
[null,null,null,null,null,null,null,null,null,null,null,null,null,null,null,null,null,null,null,null,null,null,null,null,null,null,null,null,null,null,null,null,null,null,null,null,null,null,null,28,"100x50x20x4.5","100x50x20",4.5,9.4689999999999994,7.43,0,1.86,139,30.9,3.82,1.81,27.7,9.82,4.3,0]
[null,null,null,null,null,null,null,null,null,null,null,null,null,null,null,null,null,null,null,null,null,null,null,null,null,null,null,null,null,null,null,null,null,null,null,null,null,null,null,29,"100x50x20x4.0","100x50x20",4,8.548,6.71,0,1.86,127,28.7,3.85,1.83,25.4,9.1300000000000008,4.3,0]
[null,null,null,null,null,null,null,null,null,null,null,null,null,null,null,null,null,null,null,null,null,null,null,null,null,null,null,null,null,null,null,null,null,null,null,null,null,null,null,30,"100x50x20x3.2","100x50x20",3.2,7.0069999999999997,5.5,0,1.86,107,24.5,3.9,1.87,21.3,7.81,4.4000000000000004,0]
[null,null,null,null,null,null,null,null,null,null,null,null,null,null,null,null,null,null,null,null,null,null,null,null,null,null,null,null,null,null,null,null,null,null,null,null,null,null,null,31,"100x50x20x2.8","100x50x20",2.8,6.2050000000000001,4.87,0,1.88,99.8,23.2,3.96,1.91,20,7.44,4.3,0]
[null,null,null,null,null,null,null,null,null,null,null,null,null,null,null,null,null,null,null,null,null,null,null,null,null,null,null,null,null,null,null,null,null,null,null,null,null,null,null,32,"100x50x20x2.3","100x50x20",2.2999999999999998,5.1719999999999997,4.0599999999999996,0,1.86,80.7,19,3.95,1.92,16,6.06,4.4000000000000004,0]
[null,null,null,null,null,null,null,null,null,null,null,null,null,null,null,null,null,null,null,null,null,null,null,null,null,null,null,null,null,null,null,null,null,null,null,null,null,null,null,33,"100x50x20x2.0","100x50x20",2,4.5369999999999999,3.56,0,1.86,71.400000000000006,16.899999999999999,3.97,1.93,14.3,5.4,4.4000000000000004,0]
[null,null,null,null,null,null,null,null,null,null,null,null,null,null,null,null,null,null,null,null,null,null,null,null,null,null,null,null,null,null,null,null,null,null,null,null,null,null,null,34,"100x50x20x1.6","100x50x20",1.6,3.6720000000000002,2.88,0,1.87,58.4,14,3.99,1.95,11.7,4.47,4.5,0]
[null,null,null,null,null,null,null,null,null,null,null,null,null,null,null,null,null,null,null,null,null,null,null,null,null,null,null,null,null,null,null,null,null,null,null,null,null,null,null,35,"90x45x15x3.2","90x45x15",3.2,6.367,5,0,1.72,76.900000000000006,18.3,3.48,1.69,17.100000000000001,6.57,4.0999999999999996,0]
[null,null,null,null,null,null,null,null,null,null,null,null,null,null,null,null,null,null,null,null,null,null,null,null,null,null,null,null,null,null,null,null,null,null,null,null,null,null,null,36,"90x45x15x2.3","90x45x15",2.2999999999999998,4.7119999999999997,3.7,0,1.73,58.6,14.2,3.53,1.74,13,5.14,4.0999999999999996,0]
[null,null,null,null,null,null,null,null,null,null,null,null,null,null,null,null,null,null,null,null,null,null,null,null,null,null,null,null,null,null,null,null,null,null,null,null,null,null,null,37,"90x45x15x1.6","90x45x15",1.6,3.3519999999999999,2.63,0,1.73,42.6,10.5,3.56,1.77,9.4600000000000009,5.8,4.2,0]
[null,null,null,null,null,null,null,null,null,null,null,null,null,null,null,null,null,null,null,null,null,null,null,null,null,null,null,null,null,null,null,null,null,null,null,null,null,null,null,38,"75x45x15x2.3","75x45x15",2.2999999999999998,4.1369999999999996,3.25,0,1.72,37.1,11.8,3,1.69,9.9,4.24,4,0]
[null,null,null,null,null,null,null,null,null,null,null,null,null,null,null,null,null,null,null,null,null,null,null,null,null,null,null,null,null,null,null,null,null,null,null,null,null,null,null,39,"75x45x15x2.0","75x45x15",2,3.637,2.86,0,1.72,33,10.5,3.01,1.7,8.7899999999999991,3.76,4,0]
[null,null,null,null,null,null,null,null,null,null,null,null,null,null,null,null,null,null,null,null,null,null,null,null,null,null,null,null,null,null,null,null,null,null,null,null,null,null,null,40,"75x45x15x1.6","75x45x15",1.6,2.952,2.3199999999999998,0,1.72,27.1,8.7100000000000009,3.03,1.72,7.24,3.13,4.0999999999999996,0]
[null,null,null,null,null,null,null,null,null,null,null,null,null,null,null,null,null,null,null,null,null,null,null,null,null,null,null,null,null,null,null,null,null,null,null,null,null,null,null,41,"75x35x15x2.3","75x35x15",2.2999999999999998,3.677,2.89,0,1.29,31,6.58,2.91,1.34,8.2799999999999994,2.98,3.1,0]
[null,null,null,null,null,null,null,null,null,null,null,null,null,null,null,null,null,null,null,null,null,null,null,null,null,null,null,null,null,null,null,null,null,null,null,null,null,null,null,42,"75x40x25x1.6","70x40x25",1.6,3.032,2.38,0,1.8,22,8,2.69,1.62,6.29,3.67,4.4000000000000004,0]
[null,null,null,null,null,null,null,null,null,null,null,null,null,null,null,null,null,null,null,null,null,null,null,null,null,null,null,null,null,null,null,null,null,null,null,null,null,null,null,43,"60x30x10x2.3","60x30x10",2.2999999999999998,2.8719999999999999,2.25,0,1.06,15.6,3.32,2.33,1.07,5.2,1.71,2.5,0]
[null,null,null,null,null,null,null,null,null,null,null,null,null,null,null,null,null,null,null,null,null,null,null,null,null,null,null,null,null,null,null,null,null,null,null,null,null,null,null,44,"60x30x10x2.0","60x30x10",2,2.5369999999999999,1.99,0,1.06,14,3.01,2.35,1.0900000000000001,4.6500000000000004,1.55,2.5,0]
[null,null,null,null,null,null,null,null,null,null,null,null,null,null,null,null,null,null,null,null,null,null,null,null,null,null,null,null,null,null,null,null,null,null,null,null,null,null,null,45,"60x30x10x1.6","60x30x10",1.6,2.0720000000000001,1.63,0,1.06,11.6,2.56,2.37,1.1100000000000001,3.88,1.32,2.5,0]
[]
[]
[]
[null,null,null,null,null,null,null,null,null,null,null,null,null,null,null,null,null,null,null,null,null,null,null,null,null,null,null,null,null,null,null,null,null,null,null,null,null,null,null,null,null,null,null,null,null,"Rectangular Tube"]
[]
[null,null,null,null,null,null,null,null,null,null,null,null,null,null,null,null,null,null,null,null,null,null,null,null,null,null,null,null,null,null,null,null,null,null,null,null,null,null,null,null,null,null,null,null,null,"Dimension Tolerance"]
[]
[null,null,null,null,null,null,null,null,null,null,null,null,null,null,null,null,null,null,null,null,null,null,null,null,null,null,null,null,null,null,null,null,null,null,null,null,null,null,null,null,null,null,null,null,null,"Side Length"]
[null,null,null,null,null,null,null,null,null,null,null,null,null,null,null,null,null,null,null,null,null,null,null,null,null,null,null,null,null,null,null,null,null,null,null,null,null,null,null,null,null,null,null,null,null,": DxB < 50 mm. ± 1.5 mm. Thickness : Under 3 mm. ± 0.3 mm."]
[null,null,null,null,null,null,null,null,null,null,null,null,null,null,null,null,null,null,null,null,null,null,null,null,null,null,null,null,null,null,null,null,null,null,null,null,null,null,null,null,null,null,null,null,null,": DxB > 50 mm. ± 1.5 % Thickness : 3 mm. or over, ± 10%"]
[null,null,null,null,null,null,null,null,null,null,null,null,null,null,null,null,null,null,null,null,null,null,null,null,null,null,null,null,null,null,null,null,null,null,null,null,null,null,null,null,null,null,null,null,null,": ± 10% Lenght : +50 mm., -0 mm."]
[]
[null,null,null,null,null,null,null,null,null,null,null,null,null,null,null,null,null,null,null,null,null,null,null,null,null,null,null,null,null,null,null,null,null,null,null,null,null,null,null,null,null,"Side Length",null,"Thickness","Calculate Weight","Cross Sectional Area","Geometrical Moment of Inertia",null,"Modulus of Section",null,"Radius of Gyration"]
[null,null,null,null,null,null,null,null,null,null,null,null,null,null,null,null,null,null,null,null,null,null,null,null,null,null,null,null,null,null,null,null,null,null,null,null,null,null,null,null,null,"D x B",null,"T","W","A","Ix","Iy","Zx","Zy","Ix","Iy"]
[null,null,null,null,null,null,null,null,null,null,null,null,null,null,null,null,null,null,null,null,null,null,null,null,null,null,null,null,null,null,null,null,null,null,null,null,null,null,null,null,null,"in.","mm.","mm.","kg./m.","cm2","cm4","cm4","cm3","cm3","cm.","cm."]
[null,null,null,null,null,null,null,null,null,null,null,null,null,null,null,null,null,null,null,null,null,null,null,null,null,null,null,null,null,null,null,null,null,null,null,null,null,null,null,1,"50x25x2.0","  2x1    ","  50x25    ",2,2.12,2.7,8.17,2.76,3.27,2.2000000000000002,1.74,1.01]
[null,null,null,null,null,null,null,null,null,null,null,null,null,null,null,null,null,null,null,null,null,null,null,null,null,null,null,null,null,null,null,null,null,null,null,null,null,null,null,2,"50x25x2.3",null,null,2.2999999999999998,2.44,3.1,9.31,3.1,3.72,2.48,1.68,0.96]
[null,null,null,null,null,null,null,null,null,null,null,null,null,null,null,null,null,null,null,null,null,null,null,null,null,null,null,null,null,null,null,null,null,null,null,null,null,null,null,3,"50x25x3.2",null,null,3.2,3.24,4.13,11.6,3.8,4.6500000000000004,3.04,1.68,0.96]
[null,null,null,null,null,null,null,null,null,null,null,null,null,null,null,null,null,null,null,null,null,null,null,null,null,null,null,null,null,null,null,null,null,null,null,null,null,null,null,4,"50x25x3.6",null,null,3.6,3.48,4.4400000000000004,11.7,3.86,4.7,3.09,1.63,0.93]
[null,null,null,null,null,null,null,null,null,null,null,null,null,null,null,null,null,null,null,null,null,null,null,null,null,null,null,null,null,null,null,null,null,null,null,null,null,null,null,5,"75x38x2.3","3x1 1/4 ","75x38  ",2.2999999999999998,3.81,4.8499999999999996,34.6,12,9.23,6.3,2.67,1.57]
[null,null,null,null,null,null,null,null,null,null,null,null,null,null,null,null,null,null,null,null,null,null,null,null,null,null,null,null,null,null,null,null,null,null,null,null,null,null,null,6,"75x38x3.2",null,null,3.2,5.15,5.15,45,15.4,12,8.09,2.62,1.53]
[null,null,null,null,null,null,null,null,null,null,null,null,null,null,null,null,null,null,null,null,null,null,null,null,null,null,null,null,null,null,null,null,null,null,null,null,null,null,null,7,"75x45x1.6","  3x1 3/4 ","  75x45  ",1.6,2.88,3.67,28.4,12.9,7.56,5.75,2.78,1.88]
[null,null,null,null,null,null,null,null,null,null,null,null,null,null,null,null,null,null,null,null,null,null,null,null,null,null,null,null,null,null,null,null,null,null,null,null,null,null,null,8,"75x45x2.3",null,null,2.2999999999999998,4.0599999999999996,5.17,38.9,17.600000000000001,10.4,7.82,2.74,1.84]
[null,null,null,null,null,null,null,null,null,null,null,null,null,null,null,null,null,null,null,null,null,null,null,null,null,null,null,null,null,null,null,null,null,null,null,null,null,null,null,9,"75x45x3.2",null,null,3.2,5.5,7.01,50.8,22.8,13.5,10.1,2.69,1.8]
[null,null,null,null,null,null,null,null,null,null,null,null,null,null,null,null,null,null,null,null,null,null,null,null,null,null,null,null,null,null,null,null,null,null,null,null,null,null,null,10,"100x50x2.0","4x2","100x50",2,4.4800000000000004,5.7,74.099999999999994,25.5,14.8,10.199999999999999,3.61,2.11]
[null,null,null,null,null,null,null,null,null,null,null,null,null,null,null,null,null,null,null,null,null,null,null,null,null,null,null,null,null,null,null,null,null,null,null,null,null,null,null,11,"100x50x2.3",null,null,2.2999999999999998,5.14,6.55,84.8,29,17,11.6,3.6,2.1]
[null,null,null,null,null,null,null,null,null,null,null,null,null,null,null,null,null,null,null,null,null,null,null,null,null,null,null,null,null,null,null,null,null,null,null,null,null,null,null,12,"100x50x3.2",null,null,3.2,7.01,8.93,112,38,22.5,15.2,3.55,2.06]
[null,null,null,null,null,null,null,null,null,null,null,null,null,null,null,null,null,null,null,null,null,null,null,null,null,null,null,null,null,null,null,null,null,null,null,null,null,null,null,13,"100x50x3.6",null,null,3.6,7.72,9.84,121,40.9,24.1,16.3,3.5,2.04]
[null,null,null,null,null,null,null,null,null,null,null,null,null,null,null,null,null,null,null,null,null,null,null,null,null,null,null,null,null,null,null,null,null,null,null,null,null,null,null,14,"100x50x4.0",null,null,4,8.59,10.95,142,46.7,28.4,18.7,3.55,2.0299999999999998]
[null,null,null,null,null,null,null,null,null,null,null,null,null,null,null,null,null,null,null,null,null,null,null,null,null,null,null,null,null,null,null,null,null,null,null,null,null,null,null,15,"100x50x4.5",null,null,4.5,9.5500000000000007,12.17,147,48.9,29.3,19.5,3.47,2]
[null,null,null,null,null,null,null,null,null,null,null,null,null,null,null,null,null,null,null,null,null,null,null,null,null,null,null,null,null,null,null,null,null,null,null,null,null,null,null,16,"125x75x2.3","    5x3    ","    125x75   ",2.2999999999999998,6.95,8.85,192,87.5,30.6,23.3,4.6500000000000004,3.14]
[null,null,null,null,null,null,null,null,null,null,null,null,null,null,null,null,null,null,null,null,null,null,null,null,null,null,null,null,null,null,null,null,null,null,null,null,null,null,null,17,"125x75x3.2",null,null,3.2,9.52,12.13,257,117,41.1,31.1,4.5999999999999996,3.1]
[null,null,null,null,null,null,null,null,null,null,null,null,null,null,null,null,null,null,null,null,null,null,null,null,null,null,null,null,null,null,null,null,null,null,null,null,null,null,null,18,"125x75x4.0",null,null,4,11.7,14.95,311,141,49.7,37.5,4.5599999999999996,3.07]
[null,null,null,null,null,null,null,null,null,null,null,null,null,null,null,null,null,null,null,null,null,null,null,null,null,null,null,null,null,null,null,null,null,null,null,null,null,null,null,19,"125x75x4.5",null,null,4.5,13.1,16.670000000000002,342,155,54.8,41.2,4.53,3.04]
[null,null,null,null,null,null,null,null,null,null,null,null,null,null,null,null,null,null,null,null,null,null,null,null,null,null,null,null,null,null,null,null,null,null,null,null,null,null,null,20,"125x75x6.0",null,null,6,17,21.63,428,192,68.5,51.1,4.45,2.98]
[null,null,null,null,null,null,null,null,null,null,null,null,null,null,null,null,null,null,null,null,null,null,null,null,null,null,null,null,null,null,null,null,null,null,null,null,null,null,null,21,"150x50x3.2","  6x2  ","  150x50  ",3.2,9.6300000000000008,12.13,314.92,55.71,42.61,22.61,5.16,2.17]
[null,null,null,null,null,null,null,null,null,null,null,null,null,null,null,null,null,null,null,null,null,null,null,null,null,null,null,null,null,null,null,null,null,null,null,null,null,null,null,22,"150x50x4.5",null,null,4.5,13.5,17.03,423.93,75.75,53.35,29.82,5.05,2.11]
[null,null,null,null,null,null,null,null,null,null,null,null,null,null,null,null,null,null,null,null,null,null,null,null,null,null,null,null,null,null,null,null,null,null,null,null,null,null,null,23,"150x50x6.3",null,null,6.3,18.77,22.84,536.98,93.65,72.760000000000005,36.869999999999997,4.93,2.0299999999999998]
[null,null,null,null,null,null,null,null,null,null,null,null,null,null,null,null,null,null,null,null,null,null,null,null,null,null,null,null,null,null,null,null,null,null,null,null,null,null,null,24,"200x100x4.5","  8x4  ","  200x100  ",4.5,20.100000000000001,25.67,1330,455,133,90.9,7.2,4.21]
[null,null,null,null,null,null,null,null,null,null,null,null,null,null,null,null,null,null,null,null,null,null,null,null,null,null,null,null,null,null,null,null,null,null,null,null,null,null,null,25,"200x100x6.0",null,null,6,26.4,33.630000000000003,1700,577,170,115,7.12,4.1399999999999997]
[null,null,null,null,null,null,null,null,null,null,null,null,null,null,null,null,null,null,null,null,null,null,null,null,null,null,null,null,null,null,null,null,null,null,null,null,null,null,null,26,"200x100x6.3",null,null,6.3,27.4,34.799999999999997,1739,591,174,118,7.06,4.12]
[]
[]
[]
[null,null,null,null,null,null,null,null,null,null,null,null,null,null,null,null,null,null,null,null,null,null,null,null,null,null,null,null,null,null,null,null,null,null,null,null,null,null,null,null,null,null,null,null,null,"Square Tube"]
[]
[null,null,null,null,null,null,null,null,null,null,null,null,null,null,null,null,null,null,null,null,null,null,null,null,null,null,null,null,null,null,null,null,null,null,null,null,null,null,null,null,null,null,null,null,null,"Dimension Tolerance"]
[]
[null,null,null,null,null,null,null,null,null,null,null,null,null,null,null,null,null,null,null,null,null,null,null,null,null,null,null,null,null,null,null,null,null,null,null,null,null,null,null,null,null,null,null,null,null,"Side Length"]
[null,null,null,null,null,null,null,null,null,null,null,null,null,null,null,null,null,null,null,null,null,null,null,null,null,null,null,null,null,null,null,null,null,null,null,null,null,null,null,null,null,null,null,null,null,": DxB < 50 mm. ± 1.5 mm. Thickness : Under 3 mm. ± 0.3 mm."]
[null,null,null,null,null,null,null,null,null,null,null,null,null,null,null,null,null,null,null,null,null,null,null,null,null,null,null,null,null,null,null,null,null,null,null,null,null,null,null,null,null,null,null,null,null,": DxB > 50 mm. ± 1.5 % Thickness : 3 mm. or over, ± 10%"]
[null,null,null,null,null,null,null,null,null,null,null,null,null,null,null,null,null,null,null,null,null,null,null,null,null,null,null,null,null,null,null,null,null,null,null,null,null,null,null,null,null,null,null,null,null,": ± 10% Lenght : +50 mm., -0 mm."]
[]
[null,null,null,null,null,null,null,null,null,null,null,null,null,null,null,null,null,null,null,null,null,null,null,null,null,null,null,null,null,null,null,null,null,null,null,null,null,null,null,null,null,"Side Length",null,"Thickness","Calculate Weight","Cross Sectional Area","Geometrical Moment of Inertia","Modulus of Section","Radius of Gyration"]
[null,null,null,null,null,null,null,null,null,null,null,null,null,null,null,null,null,null,null,null,null,null,null,null,null,null,null,null,null,null,null,null,null,null,null,null,null,null,null,null,null,"D x D",null,"T","W","A","Ix, Iy","Zx, Zy","Ix, Iy"]
[null,null,null,null,null,null,null,null,null,null,null,null,null,null,null,null,null,null,null,null,null,null,null,null,null,null,null,null,null,null,null,null,null,null,null,null,null,null,null,null,null,"in.","mm.","mm.","kg./m.","cm2","cm4","cm3","cm."]
[null,null,null,null,null,null,null,null,null,null,null,null,null,null,null,null,null,null,null,null,null,null,null,null,null,null,null,null,null,null,null,null,null,null,null,null,null,null,null,1,"25x25x1.6","1x1","25x25",1.6,1.1200000000000001,1.4319999999999999,1.28,1.02,0.34]
[null,null,null,null,null,null,null,null,null,null,null,null,null,null,null,null,null,null,null,null,null,null,null,null,null,null,null,null,null,null,null,null,null,null,null,null,null,null,null,2,"25x25x2.0","  1x1    ","  25x25    ",2,1.36,1.74,1.48,1.19,0.92]
[null,null,null,null,null,null,null,null,null,null,null,null,null,null,null,null,null,null,null,null,null,null,null,null,null,null,null,null,null,null,null,null,null,null,null,null,null,null,null,3,"25x25x2.3",null,null,2.2999999999999998,1.53,1.97,1.61,1.29,0.9]
[null,null,null,null,null,null,null,null,null,null,null,null,null,null,null,null,null,null,null,null,null,null,null,null,null,null,null,null,null,null,null,null,null,null,null,null,null,null,null,4,"25x25x2.6",null,null,2.6,1.65,2.1,1.63,1.31,0.88]
[null,null,null,null,null,null,null,null,null,null,null,null,null,null,null,null,null,null,null,null,null,null,null,null,null,null,null,null,null,null,null,null,null,null,null,null,null,null,null,5,"25x25x3.2",null,null,3.2,1.91,2.44,1.75,1.4,0.85]
[null,null,null,null,null,null,null,null,null,null,null,null,null,null,null,null,null,null,null,null,null,null,null,null,null,null,null,null,null,null,null,null,null,null,null,null,null,null,null,6,"32x32x2.3","11/4 x11/4","32x32  ",2.2999999999999998,2.04,2.6,3.71,2.3199999999999998,1.2]
[null,null,null,null,null,null,null,null,null,null,null,null,null,null,null,null,null,null,null,null,null,null,null,null,null,null,null,null,null,null,null,null,null,null,null,null,null,null,null,7,"32x32x3.2",null,null,3.2,2.69,3.42,4.54,2.84,1.1499999999999999]
[null,null,null,null,null,null,null,null,null,null,null,null,null,null,null,null,null,null,null,null,null,null,null,null,null,null,null,null,null,null,null,null,null,null,null,null,null,null,null,8,"38x38x2.3","11/2 x11/2","38x38  ",2.2999999999999998,2.4700000000000002,3.15,6.54,3.44,1.44]
[null,null,null,null,null,null,null,null,null,null,null,null,null,null,null,null,null,null,null,null,null,null,null,null,null,null,null,null,null,null,null,null,null,null,null,null,null,null,null,9,"38x38x3.2",null,null,3.2,3.29,4.1900000000000004,8.18,4.3,1.4]
[null,null,null,null,null,null,null,null,null,null,null,null,null,null,null,null,null,null,null,null,null,null,null,null,null,null,null,null,null,null,null,null,null,null,null,null,null,null,null,10,"50x50x1.6","      2x2      ","      50x50      ",1.6,2.38,3.03,11.7,4.68,1.96]
[null,null,null,null,null,null,null,null,null,null,null,null,null,null,null,null,null,null,null,null,null,null,null,null,null,null,null,null,null,null,null,null,null,null,null,null,null,null,null,11,"50x50x2.0",null,null,2,2.91,3.7,13.9,5.57,1.94]
[null,null,null,null,null,null,null,null,null,null,null,null,null,null,null,null,null,null,null,null,null,null,null,null,null,null,null,null,null,null,null,null,null,null,null,null,null,null,null,12,"50x50x2.3",null,null,2.2999999999999998,3.34,4.25,15.9,6.34,1.93]
[null,null,null,null,null,null,null,null,null,null,null,null,null,null,null,null,null,null,null,null,null,null,null,null,null,null,null,null,null,null,null,null,null,null,null,null,null,null,null,13,"50x50x3.2",null,null,3.2,4.5,5.73,20.399999999999999,8.16,1.89]
[null,null,null,null,null,null,null,null,null,null,null,null,null,null,null,null,null,null,null,null,null,null,null,null,null,null,null,null,null,null,null,null,null,null,null,null,null,null,null,14,"50x50x3.6",null,null,3.6,4.9000000000000004,6.24,21.4,8.58,1.85]
[null,null,null,null,null,null,null,null,null,null,null,null,null,null,null,null,null,null,null,null,null,null,null,null,null,null,null,null,null,null,null,null,null,null,null,null,null,null,null,15,"50x50x4.0",null,null,4,5.35,6.81,22.9,9.15,1.83]
[null,null,null,null,null,null,null,null,null,null,null,null,null,null,null,null,null,null,null,null,null,null,null,null,null,null,null,null,null,null,null,null,null,null,null,null,null,null,null,16,"50x50x5.0",null,null,5,6.39,8.14,25.7,10.3,1.78]
[null,null,null,null,null,null,null,null,null,null,null,null,null,null,null,null,null,null,null,null,null,null,null,null,null,null,null,null,null,null,null,null,null,null,null,null,null,null,null,17,"75x75x2.3","  3x3    ","  75x75    ",2.2999999999999998,5.14,6.55,57.1,15.2,2.95]
[null,null,null,null,null,null,null,null,null,null,null,null,null,null,null,null,null,null,null,null,null,null,null,null,null,null,null,null,null,null,null,null,null,null,null,null,null,null,null,18,"75x75x3.2",null,null,3.2,7.01,8.93,75.5,20.100000000000001,2.91]
[null,null,null,null,null,null,null,null,null,null,null,null,null,null,null,null,null,null,null,null,null,null,null,null,null,null,null,null,null,null,null,null,null,null,null,null,null,null,null,19,"75x75x4.0",null,null,4,8.59,10.95,90.2,24.1,2.87]
[null,null,null,null,null,null,null,null,null,null,null,null,null,null,null,null,null,null,null,null,null,null,null,null,null,null,null,null,null,null,null,null,null,null,null,null,null,null,null,20,"75x75x4.5",null,null,4.5,9.5500000000000007,12.17,98.6,26.3,2.85]
[null,null,null,null,null,null,null,null,null,null,null,null,null,null,null,null,null,null,null,null,null,null,null,null,null,null,null,null,null,null,null,null,null,null,null,null,null,null,null,21,"100x100x2.3","    4x4    ","    100x100    ",2.2999999999999998,6.95,8.85,140,27.9,3.97]
[null,null,null,null,null,null,null,null,null,null,null,null,null,null,null,null,null,null,null,null,null,null,null,null,null,null,null,null,null,null,null,null,null,null,null,null,null,null,null,22,"100x100x3.2",null,null,3.2,9.52,12.13,187,37.5,3.93]
[null,null,null,null,null,null,null,null,null,null,null,null,null,null,null,null,null,null,null,null,null,null,null,null,null,null,null,null,null,null,null,null,null,null,null,null,null,null,null,23,"100x100x4.0",null,null,4,11.7,14.95,226,45.3,3.89]
[null,null,null,null,null,null,null,null,null,null,null,null,null,null,null,null,null,null,null,null,null,null,null,null,null,null,null,null,null,null,null,null,null,null,null,null,null,null,null,24,"100x100x4.5",null,null,4.5,13.1,16.670000000000002,249,49.9,3.87]
[null,null,null,null,null,null,null,null,null,null,null,null,null,null,null,null,null,null,null,null,null,null,null,null,null,null,null,null,null,null,null,null,null,null,null,null,null,null,null,25,"100x100x6.0",null,null,6,17,21.63,311,62.3,3.79]
[null,null,null,null,null,null,null,null,null,null,null,null,null,null,null,null,null,null,null,null,null,null,null,null,null,null,null,null,null,null,null,null,null,null,null,null,null,null,null,26,"125x125x3.2","  5x5    ","  125x125    ",3.2,12,15.33,376,60.1,4.95]
[null,null,null,null,null,null,null,null,null,null,null,null,null,null,null,null,null,null,null,null,null,null,null,null,null,null,null,null,null,null,null,null,null,null,null,null,null,null,null,27,"125x125x4.5",null,null,4.5,16.600000000000001,21.17,506,80.900000000000006,4.8899999999999997]
[null,null,null,null,null,null,null,null,null,null,null,null,null,null,null,null,null,null,null,null,null,null,null,null,null,null,null,null,null,null,null,null,null,null,null,null,null,null,null,28,"125x125x5.0",null,null,5,18.3,23.36,553,88.4,4.8600000000000003]
[null,null,null,null,null,null,null,null,null,null,null,null,null,null,null,null,null,null,null,null,null,null,null,null,null,null,null,null,null,null,null,null,null,null,null,null,null,null,null,29,"125x125x6.0",null,null,6,21.7,27.63,641,103,4.82]
[null,null,null,null,null,null,null,null,null,null,null,null,null,null,null,null,null,null,null,null,null,null,null,null,null,null,null,null,null,null,null,null,null,null,null,null,null,null,null,30,"150x150x4.5","  6x6    ","  150x150    ",4.5,20.100000000000001,25.67,896,120,5.91]
[null,null,null,null,null,null,null,null,null,null,null,null,null,null,null,null,null,null,null,null,null,null,null,null,null,null,null,null,null,null,null,null,null,null,null,null,null,null,null,31,"150x150x5.0",null,null,5,22.3,28.36,982,131,5.89]
[null,null,null,null,null,null,null,null,null,null,null,null,null,null,null,null,null,null,null,null,null,null,null,null,null,null,null,null,null,null,null,null,null,null,null,null,null,null,null,32,"150x150x6.0",null,null,6,26.4,33.630000000000003,1150,153,5.84]
[null,null,null,null,null,null,null,null,null,null,null,null,null,null,null,null,null,null,null,null,null,null,null,null,null,null,null,null,null,null,null,null,null,null,null,null,null,null,null,33,"150x150x6.3",null,null,6.3,27.4,34.799999999999997,1174,156,5.8]
[]
[]
[null,null,null,null,null,null,null,null,null,null,null,null,null,null,null,null,null,null,null,null,null,null,null,null,null,null,null,null,null,null,null,null,null,null,null,null,null,null,null,null,null,null,null,null,null,"Steel Sheet Piles"]
[]
[]
[]
[]
[]
[]
[]
[]
[null,null,null,null,null,null,null,null,null,null,null,null,null,null,null,null,null,null,null,null,null,null,null,null,null,null,null,null,null,null,null,null,null,null,null,null,null,null,null,null,null,"Section","Dimensions",null,null,"Sectional Area","Weight",null,"Moment of Inertia",null,"Section Modulus"]
[null,null,null,null,null,null,null,null,null,null,null,null,null,null,null,null,null,null,null,null,null,null,null,null,null,null,null,null,null,null,null,null,null,null,null,null,null,null,null,null,null,null,"w","h","t","per pile","perpile","per wall width","perpile","per wall width","perpile","per wall width"]
[null,null,null,null,null,null,null,null,null,null,null,null,null,null,null,null,null,null,null,null,null,null,null,null,null,null,null,null,null,null,null,null,null,null,null,null,null,null,null,null,null,null,"mm.","mm.","mm.","cm2","kg/m.","kg/m2","cm4","cm4","cm3","cm3/m."]
[null,null,null,null,null,null,null,null,null,null,null,null,null,null,null,null,null,null,null,null,null,null,null,null,null,null,null,null,null,null,null,null,null,null,null,null,null,null,null,null,null,null,"in.","in.","in.","in2","lbs/ft","lbs/ft2","in4","in/ft4","in3","in3/ft"]
[null,null,null,null,null,null,null,null,null,null,null,null,null,null,null,null,null,null,null,null,null,null,null,null,null,null,null,null,null,null,null,null,null,null,null,null,null,null,null,null,null,"SP-III",400,125,13,76.42,60,150,2220,16800,223,1340]
[null,null,null,null,null,null,null,null,null,null,null,null,null,null,null,null,null,null,null,null,null,null,null,null,null,null,null,null,null,null,null,null,null,null,null,null,null,null,null,null,null,null,15.7,4.92,0.51200000000000001,11.85,40.299999999999997,30.7,53.3,123,13.6,24.9]
[null,null,null,null,null,null,null,null,null,null,null,null,null,null,null,null,null,null,null,null,null,null,null,null,null,null,null,null,null,null,null,null,null,null,null,null,null,null,null,null,null,"SP-IV",400,170,15.5,96.99,76.099999999999994,190,4670,38600,362,2270]
[null,null,null,null,null,null,null,null,null,null,null,null,null,null,null,null,null,null,null,null,null,null,null,null,null,null,null,null,null,null,null,null,null,null,null,null,null,null,null,null,null,null,15.7,6.69,0.61,15.03,51.1,38.9,112,283,22.1,42.2]
[]
[]
[]
[null,null,null,null,null,null,null,null,null,null,null,null,null,null,null,null,null,null,null,null,null,null,null,null,null,null,null,null,null,null,null,null,null,null,null,null,null,null,null,null,null,null,"Round Bars SR24"]
[]
[null,null,null,null,null,null,null,null,null,null,null,null,null,null,null,null,null,null,null,null,null,null,null,null,null,null,null,null,null,null,null,null,null,null,null,null,null,null,null,null,null,null,"Size and Weight"]
[]
[]
[null,null,null,null,null,null,null,null,null,null,null,null,null,null,null,null,null,null,null,null,null,null,null,null,null,null,null,null,null,null,null,null,null,null,null,null,null,null,null,null,null,"Name","Diameter (mm.)","Weight (kg/m.)","Cross Section Area (sq.cm.)","Circumference (cm.)"]
[null,null,null,null,null,null,null,null,null,null,null,null,null,null,null,null,null,null,null,null,null,null,null,null,null,null,null,null,null,null,null,null,null,null,null,null,null,null,null,null,null,"RB 6",6,0.222,0.28299999999999997,1.88]
[null,null,null,null,null,null,null,null,null,null,null,null,null,null,null,null,null,null,null,null,null,null,null,null,null,null,null,null,null,null,null,null,null,null,null,null,null,null,null,null,null,"RB 9",9,0.499,0.63600000000000001,2.82]
[null,null,null,null,null,null,null,null,null,null,null,null,null,null,null,null,null,null,null,null,null,null,null,null,null,null,null,null,null,null,null,null,null,null,null,null,null,null,null,null,null,"RB 12",12,0.88800000000000001,1.131,3.77]
[null,null,null,null,null,null,null,null,null,null,null,null,null,null,null,null,null,null,null,null,null,null,null,null,null,null,null,null,null,null,null,null,null,null,null,null,null,null,null,null,null,"RB 15",15,1.387,1.7669999999999999,4.71]
[null,null,null,null,null,null,null,null,null,null,null,null,null,null,null,null,null,null,null,null,null,null,null,null,null,null,null,null,null,null,null,null,null,null,null,null,null,null,null,null,null,"RB 19",19,2.226,2.835,5.96]
[null,null,null,null,null,null,null,null,null,null,null,null,null,null,null,null,null,null,null,null,null,null,null,null,null,null,null,null,null,null,null,null,null,null,null,null,null,null,null,null,null,"RB 25",25,3.8530000000000002,4.9089999999999998,7.85]
[null,null,null,null,null,null,null,null,null,null,null,null,null,null,null,null,null,null,null,null,null,null,null,null,null,null,null,null,null,null,null,null,null,null,null,null,null,null,null,null,null,"RB 28",28,4.8339999999999996,6.1580000000000004,8.7899999999999991]
[null,null,null,null,null,null,null,null,null,null,null,null,null,null,null,null,null,null,null,null,null,null,null,null,null,null,null,null,null,null,null,null,null,null,null,null,null,null,null,null,null,"RB 34",34,7.1269999999999998,9.0790000000000006,10.68]
[]
[]
[]
[null,null,null,null,null,null,null,null,null,null,null,null,null,null,null,null,null,null,null,null,null,null,null,null,null,null,null,null,null,null,null,null,null,null,null,null,null,null,null,null,null,null,"Deformed Bars"]
[]
[null,null,null,null,null,null,null,null,null,null,null,null,null,null,null,null,null,null,null,null,null,null,null,null,null,null,null,null,null,null,null,null,null,null,null,null,null,null,null,null,null,null,"SD30, SD40"]
[]
[null,null,null,null,null,null,null,null,null,null,null,null,null,null,null,null,null,null,null,null,null,null,null,null,null,null,null,null,null,null,null,null,null,null,null,null,null,null,null,null,null,null,"Size and Weight"]
[]
[]
[null,null,null,null,null,null,null,null,null,null,null,null,null,null,null,null,null,null,null,null,null,null,null,null,null,null,null,null,null,null,null,null,null,null,null,null,null,null,null,null,null,"Name","Diameter (mm.)","Weight (kg/m.)","Cross Section Area (sq.cm.)","Circumference (cm.)"]
[null,null,null,null,null,null,null,null,null,null,null,null,null,null,null,null,null,null,null,null,null,null,null,null,null,null,null,null,null,null,null,null,null,null,null,null,null,null,null,null,null,"DB 10",10,0.61599999999999999,0.78500000000000003,3.14]
[null,null,null,null,null,null,null,null,null,null,null,null,null,null,null,null,null,null,null,null,null,null,null,null,null,null,null,null,null,null,null,null,null,null,null,null,null,null,null,null,null,"DB 12",12,0.88800000000000001,1.131,3.77]
[null,null,null,null,null,null,null,null,null,null,null,null,null,null,null,null,null,null,null,null,null,null,null,null,null,null,null,null,null,null,null,null,null,null,null,null,null,null,null,null,null,"DB 16",16,1.5780000000000001,2.0099999999999998,5.03]
[null,null,null,null,null,null,null,null,null,null,null,null,null,null,null,null,null,null,null,null,null,null,null,null,null,null,null,null,null,null,null,null,null,null,null,null,null,null,null,null,null,"DB 20",20,2.4660000000000002,3.1459999999999999,6.29]
[null,null,null,null,null,null,null,null,null,null,null,null,null,null,null,null,null,null,null,null,null,null,null,null,null,null,null,null,null,null,null,null,null,null,null,null,null,null,null,null,null,"DB 22",22,2.984,3.8010000000000002,6.91]
[null,null,null,null,null,null,null,null,null,null,null,null,null,null,null,null,null,null,null,null,null,null,null,null,null,null,null,null,null,null,null,null,null,null,null,null,null,null,null,null,null,"DB 25",25,3.8530000000000002,4.9080000000000004,7.86]
[null,null,null,null,null,null,null,null,null,null,null,null,null,null,null,null,null,null,null,null,null,null,null,null,null,null,null,null,null,null,null,null,null,null,null,null,null,null,null,null,null,"DB 28",28,4.8339999999999996,6.157,8.8000000000000007]
[null,null,null,null,null,null,null,null,null,null,null,null,null,null,null,null,null,null,null,null,null,null,null,null,null,null,null,null,null,null,null,null,null,null,null,null,null,null,null,null,null,"DB 32",32,6.3129999999999997,8.0419999999999998,10.06]
[null,null,null,null,null,null,null,null,null,null,null,null,null,null,null,null,null,null,null,null,null,null,null,null,null,null,null,null,null,null,null,null,null,null,null,null,null,null,null,null,null,"DB 36",36,7.99,10.178000000000001,11.31]
[null,null,null,null,null,null,null,null,null,null,null,null,null,null,null,null,null,null,null,null,null,null,null,null,null,null,null,null,null,null,null,null,null,null,null,null,null,null,null,null,null,"DB 40",40,9.8650000000000002,12.566000000000001,12.6]
[]
[]
[]
[null,null,null,null,null,null,null,null,null,null,null,null,null,null,null,null,null,null,null,null,null,null,null,null,null,null,null,null,null,null,null,null,null,null,null,null,null,null,null,null,null,null,null,null,null,"Checkered Plates"]
[]
[null,null,null,null,null,null,null,null,null,null,null,null,null,null,null,null,null,null,null,null,null,null,null,null,null,null,null,null,null,null,null,null,null,null,null,null,null,null,null,null,null,null,null,null,null,"JIS G3101 SS400"]
[]
[null,null,null,null,null,null,null,null,null,null,null,null,null,null,null,null,null,null,null,null,null,null,null,null,null,null,null,null,null,null,null,null,null,null,null,null,null,null,null,null,null,null,null,null,null,"Standard Size and Weight Table, kg/cut-lenght sheet"]
[]
[]
[]
[]
[null,null,null,null,null,null,null,null,null,null,null,null,null,null,null,null,null,null,null,null,null,null,null,null,null,null,null,null,null,null,null,null,null,null,null,null,null,null,null,null,null,"Thickness","Weight kg/m2 ","Width and Length, mm. (Figures in the lower e.g. 3x6 are nominal sizes in feet.)"]
[null,null,null,null,null,null,null,null,null,null,null,null,null,null,null,null,null,null,null,null,null,null,null,null,null,null,null,null,null,null,null,null,null,null,null,null,null,null,null,null,null,null,null,"914x1,829","914x3,658","1,219x2,438","1,219x3,048","1,219x4,877","1,219x6,096","1,524x3,048","1,524x6,096"]
[null,null,null,null,null,null,null,null,null,null,null,null,null,null,null,null,null,null,null,null,null,null,null,null,null,null,null,null,null,null,null,null,null,null,null,null,null,null,null,null,null,"mm.",null,"(3x6)","(3x12)","(4x8)","(4x10)","(4x16)","(4x20)","(5x10)","(5x20)"]
[null,null,null,null,null,null,null,null,null,null,null,null,null,null,null,null,null,null,null,null,null,null,null,null,null,null,null,null,null,null,null,null,null,null,null,null,null,null,null,null,null,2.2999999999999998,19.73,33,66,58.6,73.3,177,"-","-","-"]
[null,null,null,null,null,null,null,null,null,null,null,null,null,null,null,null,null,null,null,null,null,null,null,null,null,null,null,null,null,null,null,null,null,null,null,null,null,null,null,null,null,3.2,26.79,44.8,89.6,79.599999999999994,99.6,159,199,"-","-"]
[null,null,null,null,null,null,null,null,null,null,null,null,null,null,null,null,null,null,null,null,null,null,null,null,null,null,null,null,null,null,null,null,null,null,null,null,null,null,null,null,null,4.5,36.99,61.8,124,110,137,220,275,172,344]
[null,null,null,null,null,null,null,null,null,null,null,null,null,null,null,null,null,null,null,null,null,null,null,null,null,null,null,null,null,null,null,null,null,null,null,null,null,null,null,null,null,6,48.77,81.5,163,145,181,290,362,227,453]
[null,null,null,null,null,null,null,null,null,null,null,null,null,null,null,null,null,null,null,null,null,null,null,null,null,null,null,null,null,null,null,null,null,null,null,null,null,null,null,null,null,8,64.47,108,216,192,240,383,479,299,599]
[null,null,null,null,null,null,null,null,null,null,null,null,null,null,null,null,null,null,null,null,null,null,null,null,null,null,null,null,null,null,null,null,null,null,null,null,null,null,null,null,null,9,72.319999999999993,121,242,215,269,430,537,336,672]
[null,null,null,null,null,null,null,null,null,null,null,null,null,null,null,null,null,null,null,null,null,null,null,null,null,null,null,null,null,null,null,null,null,null,null,null,null,null,null,null,null,10,80.17,134,268,238,298,477,596,372,745]
[]
[]
[]
[null,null,null,null,null,null,null,null,null,null,null,null,null,null,null,null,null,null,null,null,null,null,null,null,null,null,null,null,null,null,null,null,null,null,null,null,null,null,null,null,null,null,"Flat Bars"]
[]
[null,null,null,null,null,null,null,null,null,null,null,null,null,null,null,null,null,null,null,null,null,null,null,null,null,null,null,null,null,null,null,null,null,null,null,null,null,null,null,null,null,null,"(Metric Size)"]
[]
[]
[null,null,null,null,null,null,null,null,null,null,null,null,null,null,null,null,null,null,null,null,null,null,null,null,null,null,null,null,null,null,null,null,null,null,null,null,null,null,null,null,null,"Standard Sectional Dimension",null,"Sectional Area cm2","Unit Weight kg/m.",null,"Standard Sectional Dimension",null,"Sectional Area cm2","Unit Weight kg/m."]
[null,null,null,null,null,null,null,null,null,null,null,null,null,null,null,null,null,null,null,null,null,null,null,null,null,null,null,null,null,null,null,null,null,null,null,null,null,null,null,null,null,"Thickness mm.","Width mm.",null,null,null,"Thickness mm.","Width mm."]
[null,null,null,null,null,null,null,null,null,null,null,null,null,null,null,null,null,null,null,null,null,null,null,null,null,null,null,null,null,null,null,null,null,null,null,null,null,null,null,null,null,"    4.5    ",25,1.125,0.88,null,"              19              ",38,7.22,5.67]
[null,null,null,null,null,null,null,null,null,null,null,null,null,null,null,null,null,null,null,null,null,null,null,null,null,null,null,null,null,null,null,null,null,null,null,null,null,null,null,null,null,null,32,1.44,1.1299999999999999,null,null,44,8.36,6.56]
[null,null,null,null,null,null,null,null,null,null,null,null,null,null,null,null,null,null,null,null,null,null,null,null,null,null,null,null,null,null,null,null,null,null,null,null,null,null,null,null,null,null,38,1.71,1.34,null,null,50,9.5,7.46]
[null,null,null,null,null,null,null,null,null,null,null,null,null,null,null,null,null,null,null,null,null,null,null,null,null,null,null,null,null,null,null,null,null,null,null,null,null,null,null,null,null,null,44,1.98,1.55,null,null,65,12.35,9.69]
[null,null,null,null,null,null,null,null,null,null,null,null,null,null,null,null,null,null,null,null,null,null,null,null,null,null,null,null,null,null,null,null,null,null,null,null,null,null,null,null,null,null,50,2.25,1.77,null,null,75,14.25,11.2]
[null,null,null,null,null,null,null,null,null,null,null,null,null,null,null,null,null,null,null,null,null,null,null,null,null,null,null,null,null,null,null,null,null,null,null,null,null,null,null,null,null,"        6          ",25,1.5,1.18,null,null,90,17.100000000000001,13.4]
[null,null,null,null,null,null,null,null,null,null,null,null,null,null,null,null,null,null,null,null,null,null,null,null,null,null,null,null,null,null,null,null,null,null,null,null,null,null,null,null,null,null,32,1.92,1.51,null,null,100,19,14.9]
[null,null,null,null,null,null,null,null,null,null,null,null,null,null,null,null,null,null,null,null,null,null,null,null,null,null,null,null,null,null,null,null,null,null,null,null,null,null,null,null,null,null,38,2.2799999999999998,1.79,null,null,125,23.75,18.600000000000001]
[null,null,null,null,null,null,null,null,null,null,null,null,null,null,null,null,null,null,null,null,null,null,null,null,null,null,null,null,null,null,null,null,null,null,null,null,null,null,null,null,null,null,44,2.64,2.0699999999999998,null,null,150,28.5,22.4]
[null,null,null,null,null,null,null,null,null,null,null,null,null,null,null,null,null,null,null,null,null,null,null,null,null,null,null,null,null,null,null,null,null,null,null,null,null,null,null,null,null,null,50,3,2.36,null,null,180,34.200000000000003,26.8]
[null,null,null,null,null,null,null,null,null,null,null,null,null,null,null,null,null,null,null,null,null,null,null,null,null,null,null,null,null,null,null,null,null,null,null,null,null,null,null,null,null,null,65,3.9,3.06,null,null,200,38,29.8]
[null,null,null,null,null,null,null,null,null,null,null,null,null,null,null,null,null,null,null,null,null,null,null,null,null,null,null,null,null,null,null,null,null,null,null,null,null,null,null,null,null,null,75,4.5,3.53,null,null,230,43.7,34.299999999999997]
[null,null,null,null,null,null,null,null,null,null,null,null,null,null,null,null,null,null,null,null,null,null,null,null,null,null,null,null,null,null,null,null,null,null,null,null,null,null,null,null,null,null,90,5.4,4.24,null,null,250,47.5,37.299999999999997]
[null,null,null,null,null,null,null,null,null,null,null,null,null,null,null,null,null,null,null,null,null,null,null,null,null,null,null,null,null,null,null,null,null,null,null,null,null,null,null,null,null,null,100,6,4.71,null,null,280,53.2,41.8]
[null,null,null,null,null,null,null,null,null,null,null,null,null,null,null,null,null,null,null,null,null,null,null,null,null,null,null,null,null,null,null,null,null,null,null,null,null,null,null,null,null,null,125,7.5,5.89,null,null,300,57,44.7]
[null,null,null,null,null,null,null,null,null,null,null,null,null,null,null,null,null,null,null,null,null,null,null,null,null,null,null,null,null,null,null,null,null,null,null,null,null,null,null,null,null,"        8          ",25,2,1.57,null,"            22            ",50,11,8.64]
[null,null,null,null,null,null,null,null,null,null,null,null,null,null,null,null,null,null,null,null,null,null,null,null,null,null,null,null,null,null,null,null,null,null,null,null,null,null,null,null,null,null,32,2.56,2.0099999999999998,null,null,65,14.3,11.2]
[null,null,null,null,null,null,null,null,null,null,null,null,null,null,null,null,null,null,null,null,null,null,null,null,null,null,null,null,null,null,null,null,null,null,null,null,null,null,null,null,null,null,38,3.04,2.39,null,null,75,16.5,13]
[null,null,null,null,null,null,null,null,null,null,null,null,null,null,null,null,null,null,null,null,null,null,null,null,null,null,null,null,null,null,null,null,null,null,null,null,null,null,null,null,null,null,44,3.52,2.76,null,null,90,19.8,15.5]
[null,null,null,null,null,null,null,null,null,null,null,null,null,null,null,null,null,null,null,null,null,null,null,null,null,null,null,null,null,null,null,null,null,null,null,null,null,null,null,null,null,null,50,1,3.14,null,null,100,22,17.3]
[null,null,null,null,null,null,null,null,null,null,null,null,null,null,null,null,null,null,null,null,null,null,null,null,null,null,null,null,null,null,null,null,null,null,null,null,null,null,null,null,null,null,65,5.2,4.08,null,null,125,27.5,21.6]
[null,null,null,null,null,null,null,null,null,null,null,null,null,null,null,null,null,null,null,null,null,null,null,null,null,null,null,null,null,null,null,null,null,null,null,null,null,null,null,null,null,null,75,6,4.71,null,null,150,33,25.9]
[null,null,null,null,null,null,null,null,null,null,null,null,null,null,null,null,null,null,null,null,null,null,null,null,null,null,null,null,null,null,null,null,null,null,null,null,null,null,null,null,null,null,90,7.2,5.65,null,null,180,39.6,31.1]
[null,null,null,null,null,null,null,null,null,null,null,null,null,null,null,null,null,null,null,null,null,null,null,null,null,null,null,null,null,null,null,null,null,null,null,null,null,null,null,null,null,null,100,8,6.28,null,null,200,44,34.5]
[null,null,null,null,null,null,null,null,null,null,null,null,null,null,null,null,null,null,null,null,null,null,null,null,null,null,null,null,null,null,null,null,null,null,null,null,null,null,null,null,null,null,125,10,7.85,null,null,230,50.6,39.700000000000003]
[null,null,null,null,null,null,null,null,null,null,null,null,null,null,null,null,null,null,null,null,null,null,null,null,null,null,null,null,null,null,null,null,null,null,null,null,null,null,null,null,null,"              9              ",25,2.25,1.77,null,null,250,55,43.2]
[null,null,null,null,null,null,null,null,null,null,null,null,null,null,null,null,null,null,null,null,null,null,null,null,null,null,null,null,null,null,null,null,null,null,null,null,null,null,null,null,null,null,32,2.2799999999999998,2.2599999999999998,null,null,280,61.6,48.4]
[null,null,null,null,null,null,null,null,null,null,null,null,null,null,null,null,null,null,null,null,null,null,null,null,null,null,null,null,null,null,null,null,null,null,null,null,null,null,null,null,null,null,38,3.42,2.68,null,null,300,66,51.8]
[null,null,null,null,null,null,null,null,null,null,null,null,null,null,null,null,null,null,null,null,null,null,null,null,null,null,null,null,null,null,null,null,null,null,null,null,null,null,null,null,null,null,44,3.96,3.11,null,"            25            ",50,12.5,9.81]
[null,null,null,null,null,null,null,null,null,null,null,null,null,null,null,null,null,null,null,null,null,null,null,null,null,null,null,null,null,null,null,null,null,null,null,null,null,null,null,null,null,null,50,4.5,3.53,null,null,65,16.25,12.8]
[null,null,null,null,null,null,null,null,null,null,null,null,null,null,null,null,null,null,null,null,null,null,null,null,null,null,null,null,null,null,null,null,null,null,null,null,null,null,null,null,null,null,65,5.85,4.59,null,null,75,18.75,14.7]
[null,null,null,null,null,null,null,null,null,null,null,null,null,null,null,null,null,null,null,null,null,null,null,null,null,null,null,null,null,null,null,null,null,null,null,null,null,null,null,null,null,null,75,6.75,5.3,null,null,90,22.5,17.7]
[null,null,null,null,null,null,null,null,null,null,null,null,null,null,null,null,null,null,null,null,null,null,null,null,null,null,null,null,null,null,null,null,null,null,null,null,null,null,null,null,null,null,90,8.1,6.36,null,null,100,25,19.600000000000001]
[null,null,null,null,null,null,null,null,null,null,null,null,null,null,null,null,null,null,null,null,null,null,null,null,null,null,null,null,null,null,null,null,null,null,null,null,null,null,null,null,null,null,100,9,7.06,null,null,125,31.25,24.5]
[null,null,null,null,null,null,null,null,null,null,null,null,null,null,null,null,null,null,null,null,null,null,null,null,null,null,null,null,null,null,null,null,null,null,null,null,null,null,null,null,null,null,125,11.25,8.83,null,null,150,37.5,29.4]
[null,null,null,null,null,null,null,null,null,null,null,null,null,null,null,null,null,null,null,null,null,null,null,null,null,null,null,null,null,null,null,null,null,null,null,null,null,null,null,null,null,null,150,13.5,10.6,null,null,1180,45,35.299999999999997]
[null,null,null,null,null,null,null,null,null,null,null,null,null,null,null,null,null,null,null,null,null,null,null,null,null,null,null,null,null,null,null,null,null,null,null,null,null,null,null,null,null,null,180,16.2,12.7,null,null,200,50,39.200000000000003]
[null,null,null,null,null,null,null,null,null,null,null,null,null,null,null,null,null,null,null,null,null,null,null,null,null,null,null,null,null,null,null,null,null,null,null,null,null,null,null,null,null,null,200,18,14.1,null,null,230,57.5,45.1]
[null,null,null,null,null,null,null,null,null,null,null,null,null,null,null,null,null,null,null,null,null,null,null,null,null,null,null,null,null,null,null,null,null,null,null,null,null,null,null,null,null,null,230,20.7,16.2,null,null,250,62.5,49.1]
[null,null,null,null,null,null,null,null,null,null,null,null,null,null,null,null,null,null,null,null,null,null,null,null,null,null,null,null,null,null,null,null,null,null,null,null,null,null,null,null,null,null,250,22.5,17.7,null,null,280,70,55]
[null,null,null,null,null,null,null,null,null,null,null,null,null,null,null,null,null,null,null,null,null,null,null,null,null,null,null,null,null,null,null,null,null,null,null,null,null,null,null,null,null,"                12                ",25,3,2.36,null,null,300,75,58.9]
[null,null,null,null,null,null,null,null,null,null,null,null,null,null,null,null,null,null,null,null,null,null,null,null,null,null,null,null,null,null,null,null,null,null,null,null,null,null,null,null,null,null,32,3.81,3.01,null,"        28        ",100,28,22]
[null,null,null,null,null,null,null,null,null,null,null,null,null,null,null,null,null,null,null,null,null,null,null,null,null,null,null,null,null,null,null,null,null,null,null,null,null,null,null,null,null,null,38,4.5599999999999996,3.58,null,null,125,35,27.5]
[null,null,null,null,null,null,null,null,null,null,null,null,null,null,null,null,null,null,null,null,null,null,null,null,null,null,null,null,null,null,null,null,null,null,null,null,null,null,null,null,null,null,44,5.28,4.1399999999999997,null,null,150,42,33]
[null,null,null,null,null,null,null,null,null,null,null,null,null,null,null,null,null,null,null,null,null,null,null,null,null,null,null,null,null,null,null,null,null,null,null,null,null,null,null,null,null,null,50,6,4.71,null,null,180,50.4,39.6]
[null,null,null,null,null,null,null,null,null,null,null,null,null,null,null,null,null,null,null,null,null,null,null,null,null,null,null,null,null,null,null,null,null,null,null,null,null,null,null,null,null,null,65,7.8,6.12,null,null,200,56,44]
[null,null,null,null,null,null,null,null,null,null,null,null,null,null,null,null,null,null,null,null,null,null,null,null,null,null,null,null,null,null,null,null,null,null,null,null,null,null,null,null,null,null,75,9,7.06,null,null,230,64.400000000000006,550.6]
[null,null,null,null,null,null,null,null,null,null,null,null,null,null,null,null,null,null,null,null,null,null,null,null,null,null,null,null,null,null,null,null,null,null,null,null,null,null,null,null,null,null,90,10.8,8.48,null,null,250,70,55]
[null,null,null,null,null,null,null,null,null,null,null,null,null,null,null,null,null,null,null,null,null,null,null,null,null,null,null,null,null,null,null,null,null,null,null,null,null,null,null,null,null,null,100,12,9.42,null,null,280,78.400000000000006,61.5]
[null,null,null,null,null,null,null,null,null,null,null,null,null,null,null,null,null,null,null,null,null,null,null,null,null,null,null,null,null,null,null,null,null,null,null,null,null,null,null,null,null,null,125,15,11.8,null,null,300,84,65.900000000000006]
[null,null,null,null,null,null,null,null,null,null,null,null,null,null,null,null,null,null,null,null,null,null,null,null,null,null,null,null,null,null,null,null,null,null,null,null,null,null,null,null,null,null,150,18,14.1,null,"        32        ",100,32,25.1]
[null,null,null,null,null,null,null,null,null,null,null,null,null,null,null,null,null,null,null,null,null,null,null,null,null,null,null,null,null,null,null,null,null,null,null,null,null,null,null,null,null,null,180,21.6,17,null,null,125,40,31.4]
[null,null,null,null,null,null,null,null,null,null,null,null,null,null,null,null,null,null,null,null,null,null,null,null,null,null,null,null,null,null,null,null,null,null,null,null,null,null,null,null,null,null,200,24,18.8,null,null,150,48,37.700000000000003]
[null,null,null,null,null,null,null,null,null,null,null,null,null,null,null,null,null,null,null,null,null,null,null,null,null,null,null,null,null,null,null,null,null,null,null,null,null,null,null,null,null,null,230,27.6,21.7,null,null,180,57.6,45.2]
[null,null,null,null,null,null,null,null,null,null,null,null,null,null,null,null,null,null,null,null,null,null,null,null,null,null,null,null,null,null,null,null,null,null,null,null,null,null,null,null,null,null,250,30,23.6,null,null,200,64,50.2]
[null,null,null,null,null,null,null,null,null,null,null,null,null,null,null,null,null,null,null,null,null,null,null,null,null,null,null,null,null,null,null,null,null,null,null,null,null,null,null,null,null,null,280,33.6,26.4,null,null,130,73.599999999999994,57.8]
[null,null,null,null,null,null,null,null,null,null,null,null,null,null,null,null,null,null,null,null,null,null,null,null,null,null,null,null,null,null,null,null,null,null,null,null,null,null,null,null,null,null,300,36,28.3,null,null,250,80,62.8]
[null,null,null,null,null,null,null,null,null,null,null,null,null,null,null,null,null,null,null,null,null,null,null,null,null,null,null,null,null,null,null,null,null,null,null,null,null,null,null,null,null,"              16                ",32,5.12,4.0199999999999996,null,null,280,89.6,70.3]
[null,null,null,null,null,null,null,null,null,null,null,null,null,null,null,null,null,null,null,null,null,null,null,null,null,null,null,null,null,null,null,null,null,null,null,null,null,null,null,null,null,null,38,6.08,4.7699999999999996,null,null,300,96,75.400000000000006]
[null,null,null,null,null,null,null,null,null,null,null,null,null,null,null,null,null,null,null,null,null,null,null,null,null,null,null,null,null,null,null,null,null,null,null,null,null,null,null,null,null,null,44,7.04,5.53,null,"        36        ",100,36,28.3]
[null,null,null,null,null,null,null,null,null,null,null,null,null,null,null,null,null,null,null,null,null,null,null,null,null,null,null,null,null,null,null,null,null,null,null,null,null,null,null,null,null,null,50,8,6.28,null,null,125,45,35.299999999999997]
[null,null,null,null,null,null,null,null,null,null,null,null,null,null,null,null,null,null,null,null,null,null,null,null,null,null,null,null,null,null,null,null,null,null,null,null,null,null,null,null,null,null,65,10.4,8.16,null,null,150,54,42.4]
[null,null,null,null,null,null,null,null,null,null,null,null,null,null,null,null,null,null,null,null,null,null,null,null,null,null,null,null,null,null,null,null,null,null,null,null,null,null,null,null,null,null,75,12,9.42,null,null,180,64.8,50.9]
[null,null,null,null,null,null,null,null,null,null,null,null,null,null,null,null,null,null,null,null,null,null,null,null,null,null,null,null,null,null,null,null,null,null,null,null,null,null,null,null,null,null,90,14.4,11.3,null,null,200,72,56.5]
[null,null,null,null,null,null,null,null,null,null,null,null,null,null,null,null,null,null,null,null,null,null,null,null,null,null,null,null,null,null,null,null,null,null,null,null,null,null,null,null,null,null,100,16,12.6,null,null,130,82.8,65]
[null,null,null,null,null,null,null,null,null,null,null,null,null,null,null,null,null,null,null,null,null,null,null,null,null,null,null,null,null,null,null,null,null,null,null,null,null,null,null,null,null,null,125,20,15.7,null,null,250,90,70.599999999999994]
[null,null,null,null,null,null,null,null,null,null,null,null,null,null,null,null,null,null,null,null,null,null,null,null,null,null,null,null,null,null,null,null,null,null,null,null,null,null,null,null,null,null,150,24,18.8,null,null,280,100.8,79.099999999999994]
[null,null,null,null,null,null,null,null,null,null,null,null,null,null,null,null,null,null,null,null,null,null,null,null,null,null,null,null,null,null,null,null,null,null,null,null,null,null,null,null,null,null,180,28.8,22.6,null,null,300,108,84.8]
[null,null,null,null,null,null,null,null,null,null,null,null,null,null,null,null,null,null,null,null,null,null,null,null,null,null,null,null,null,null,null,null,null,null,null,null,null,null,null,null,null,null,200,32,25.1]
[null,null,null,null,null,null,null,null,null,null,null,null,null,null,null,null,null,null,null,null,null,null,null,null,null,null,null,null,null,null,null,null,null,null,null,null,null,null,null,null,null,null,230,36.799999999999997,28.9]
[null,null,null,null,null,null,null,null,null,null,null,null,null,null,null,null,null,null,null,null,null,null,null,null,null,null,null,null,null,null,null,null,null,null,null,null,null,null,null,null,null,null,250,40,31.4]
[null,null,null,null,null,null,null,null,null,null,null,null,null,null,null,null,null,null,null,null,null,null,null,null,null,null,null,null,null,null,null,null,null,null,null,null,null,null,null,null,null,null,280,44.8,35.200000000000003]
[null,null,null,null,null,null,null,null,null,null,null,null,null,null,null,null,null,null,null,null,null,null,null,null,null,null,null,null,null,null,null,null,null,null,null,null,null,null,null,null,null,null,300,48,37.700000000000003]
[]
[]
[]
[null,null,null,null,null,null,null,null,null,null,null,null,null,null,null,null,null,null,null,null,null,null,null,null,null,null,null,null,null,null,null,null,null,null,null,null,null,null,null,null,null,null,null,null,null,"Plates"]
[]
[null,null,null,null,null,null,null,null,null,null,null,null,null,null,null,null,null,null,null,null,null,null,null,null,null,null,null,null,null,null,null,null,null,null,null,null,null,null,null,null,null,null,null,null,null,"JIS G3101 SS400 (Metirc Size)"]
[]
[null,null,null,null,null,null,null,null,null,null,null,null,null,null,null,null,null,null,null,null,null,null,null,null,null,null,null,null,null,null,null,null,null,null,null,null,null,null,null,null,null,null,null,null,null,"Kilograms of Standard Size (JIS - 0.7293 Kg/mm. ft2)"]
[]
[null,null,null,null,null,null,null,null,null,null,null,null,null,null,null,null,null,null,null,null,null,null,null,null,null,null,null,null,null,null,null,null,null,null,null,null,null,null,null,null,null,null,null,null,null,"Size & Properties"]
[]
[]
[null,null,null,null,null,null,null,null,null,null,null,null,null,null,null,null,null,null,null,null,null,null,null,null,null,null,null,null,null,null,null,null,null,null,null,null,null,null,null,null,null,"Thickness","Unit Weight","Width x Length, ft2 Area, ft2"]
[null,null,null,null,null,null,null,null,null,null,null,null,null,null,null,null,null,null,null,null,null,null,null,null,null,null,null,null,null,null,null,null,null,null,null,null,null,null,null,null,null,null,null,"3x6","4x8","4x10","4x16","4x20","5x10","5x20","5x30","5x40","6x30","6x40"]
[null,null,null,null,null,null,null,null,null,null,null,null,null,null,null,null,null,null,null,null,null,null,null,null,null,null,null,null,null,null,null,null,null,null,null,null,null,null,null,null,null,"mm.","kg./ft2",18,32,40,64,80,50,100,150,200,180,240]
[null,null,null,null,null,null,null,null,null,null,null,null,null,null,null,null,null,null,null,null,null,null,null,null,null,null,null,null,null,null,null,null,null,null,null,null,null,null,null,null,null,3.2,2.3340000000000001,42,74.7,93.4,149,187,117,233,350,467,420,560]
[null,null,null,null,null,null,null,null,null,null,null,null,null,null,null,null,null,null,null,null,null,null,null,null,null,null,null,null,null,null,null,null,null,null,null,null,null,null,null,null,null,4.5,3.282,59.1,105,131,200,263,164,328,492,656,591,788]
[null,null,null,null,null,null,null,null,null,null,null,null,null,null,null,null,null,null,null,null,null,null,null,null,null,null,null,null,null,null,null,null,null,null,null,null,null,null,null,null,null,5,3.6459999999999999,65.599999999999994,117,146,233,292,182,365,547,729,656,875]
[null,null,null,null,null,null,null,null,null,null,null,null,null,null,null,null,null,null,null,null,null,null,null,null,null,null,null,null,null,null,null,null,null,null,null,null,null,null,null,null,null,6,4.3760000000000003,78.8,140,175,280,350,219,438,656,875,788,1050]
[null,null,null,null,null,null,null,null,null,null,null,null,null,null,null,null,null,null,null,null,null,null,null,null,null,null,null,null,null,null,null,null,null,null,null,null,null,null,null,null,null,7,5.1050000000000004,91.9,183,204,327,408,255,510,766,1021,919,1225]
[null,null,null,null,null,null,null,null,null,null,null,null,null,null,null,null,null,null,null,null,null,null,null,null,null,null,null,null,null,null,null,null,null,null,null,null,null,null,null,null,null,8,5.3840000000000003,105,187,233,373,467,292,583,875,1167,1050,1400]
[null,null,null,null,null,null,null,null,null,null,null,null,null,null,null,null,null,null,null,null,null,null,null,null,null,null,null,null,null,null,null,null,null,null,null,null,null,null,null,null,null,9,6.5640000000000001,118,210,263,420,525,328,656,985,1313,1182,1575]
[null,null,null,null,null,null,null,null,null,null,null,null,null,null,null,null,null,null,null,null,null,null,null,null,null,null,null,null,null,null,null,null,null,null,null,null,null,null,null,null,null,10,7.2930000000000001,131,233,292,467,583,365,729,1094,1459,1313,1750]
[null,null,null,null,null,null,null,null,null,null,null,null,null,null,null,null,null,null,null,null,null,null,null,null,null,null,null,null,null,null,null,null,null,null,null,null,null,null,null,null,null,11,8.0220000000000002,144,257,321,513,642,401,802,1203,1604,1444,1925]
[null,null,null,null,null,null,null,null,null,null,null,null,null,null,null,null,null,null,null,null,null,null,null,null,null,null,null,null,null,null,null,null,null,null,null,null,null,null,null,null,null,12,8.7520000000000007,158,280,350,560,700,438,875,1313,1750,1575,2100]
[null,null,null,null,null,null,null,null,null,null,null,null,null,null,null,null,null,null,null,null,null,null,null,null,null,null,null,null,null,null,null,null,null,null,null,null,null,null,null,null,null,12.7,9.2620000000000005,167,296,370,593,741,463,926,1389,1852,1667,2223]
[null,null,null,null,null,null,null,null,null,null,null,null,null,null,null,null,null,null,null,null,null,null,null,null,null,null,null,null,null,null,null,null,null,null,null,null,null,null,null,null,null,13,9.4809999999999999,171,303,379,607,758,474,948,1422,1896,1707,2275]
[null,null,null,null,null,null,null,null,null,null,null,null,null,null,null,null,null,null,null,null,null,null,null,null,null,null,null,null,null,null,null,null,null,null,null,null,null,null,null,null,null,14,10.210000000000001,184,327,408,653,817,510,1021,1532,2042,1838,2450]
[null,null,null,null,null,null,null,null,null,null,null,null,null,null,null,null,null,null,null,null,null,null,null,null,null,null,null,null,null,null,null,null,null,null,null,null,null,null,null,null,null,15,10.94,197,350,438,700,875,549,1094,1641,2188,1969,2626]
[null,null,null,null,null,null,null,null,null,null,null,null,null,null,null,null,null,null,null,null,null,null,null,null,null,null,null,null,null,null,null,null,null,null,null,null,null,null,null,null,null,16,11.67,210,373,467,747,934,684,1167,1750,2334,2101,2801]
[null,null,null,null,null,null,null,null,null,null,null,null,null,null,null,null,null,null,null,null,null,null,null,null,null,null,null,null,null,null,null,null,null,null,null,null,null,null,null,null,null,17,12.4,223,397,496,794,992,620,1240,1860,2480,2232,2976]
[null,null,null,null,null,null,null,null,null,null,null,null,null,null,null,null,null,null,null,null,null,null,null,null,null,null,null,null,null,null,null,null,null,null,null,null,null,null,null,null,null,18,13.13,236,420,525,840,1050,656,1313,1970,2626,2363,2151]
[null,null,null,null,null,null,null,null,null,null,null,null,null,null,null,null,null,null,null,null,null,null,null,null,null,null,null,null,null,null,null,null,null,null,null,null,null,null,null,null,null,19,13.86,249,444,554,887,1109,693,1386,2079,2772,2495,3326]
[null,null,null,null,null,null,null,null,null,null,null,null,null,null,null,null,null,null,null,null,null,null,null,null,null,null,null,null,null,null,null,null,null,null,null,null,null,null,null,null,null,20,14.59,263,467,584,934,1167,730,1459,2188,2918,262666,3502]
[null,null,null,null,null,null,null,null,null,null,null,null,null,null,null,null,null,null,null,null,null,null,null,null,null,null,null,null,null,null,null,null,null,null,null,null,null,null,null,null,null,21,15.32,276,490,613,980,1226,766,1532,2298,3064,2758,3677]
[null,null,null,null,null,null,null,null,null,null,null,null,null,null,null,null,null,null,null,null,null,null,null,null,null,null,null,null,null,null,null,null,null,null,null,null,null,null,null,null,null,22,16.04,289,513,642,1027,1283,802,1604,2406,3208,2887,3850]
[null,null,null,null,null,null,null,null,null,null,null,null,null,null,null,null,null,null,null,null,null,null,null,null,null,null,null,null,null,null,null,null,null,null,null,null,null,null,null,null,null,23,16.77,302,537,671,1073,1342,838,1677,2516,3354,3019,4025]
[null,null,null,null,null,null,null,null,null,null,null,null,null,null,null,null,null,null,null,null,null,null,null,null,null,null,null,null,null,null,null,null,null,null,null,null,null,null,null,null,null,24,17.5,315,560,700,1120,1400,875,1750,2625,3500,3150,4200]
[null,null,null,null,null,null,null,null,null,null,null,null,null,null,null,null,null,null,null,null,null,null,null,null,null,null,null,null,null,null,null,null,null,null,null,null,null,null,null,null,null,25,18.23,328,583,729,1167,1458,912,1823,2734,3646,3281,4375]
[null,null,null,null,null,null,null,null,null,null,null,null,null,null,null,null,null,null,null,null,null,null,null,null,null,null,null,null,null,null,null,null,null,null,null,null,null,null,null,null,null,25.4,18.52,333,593,741,1185,1482,926,1852,2778,3704,3334,4445]
[null,null,null,null,null,null,null,null,null,null,null,null,null,null,null,null,null,null,null,null,null,null,null,null,null,null,null,null,null,null,null,null,null,null,null,null,null,null,null,null,null,26,18.96,341,607,758,1213,1517,948,1896,2844,3792,3413,4550]
[null,null,null,null,null,null,null,null,null,null,null,null,null,null,null,null,null,null,null,null,null,null,null,null,null,null,null,null,null,null,null,null,null,null,null,null,null,null,null,null,null,27,19.690000000000001,354,630,788,1260,1575,984,1969,2954,3938,null,4726]
[null,null,null,null,null,null,null,null,null,null,null,null,null,null,null,null,null,null,null,null,null,null,null,null,null,null,null,null,null,null,null,null,null,null,null,null,null,null,null,null,null,28,20.420000000000002,368,653,817,1307,1634,1021,2042,3063,4084,3544,4901]
[null,null,null,null,null,null,null,null,null,null,null,null,null,null,null,null,null,null,null,null,null,null,null,null,null,null,null,null,null,null,null,null,null,null,null,null,null,null,null,null,null,29,21.15,381,677,846,1354,1692,1058,2115,3172,4230,3676,5076]
[null,null,null,null,null,null,null,null,null,null,null,null,null,null,null,null,null,null,null,null,null,null,null,null,null,null,null,null,null,null,null,null,null,null,null,null,null,null,null,null,null,30,21.88,394,700,875,1400,1750,1094,2188,3282,4376,3807,5251]
[null,null,null,null,null,null,null,null,null,null,null,null,null,null,null,null,null,null,null,null,null,null,null,null,null,null,null,null,null,null,null,null,null,null,null,null,null,null,null,null,null,32,23.34,420,747,934,1494,1867,1167,2334,3501,4668,3938,5602]
[null,null,null,null,null,null,null,null,null,null,null,null,null,null,null,null,null,null,null,null,null,null,null,null,null,null,null,null,null,null,null,null,null,null,null,null,null,null,null,null,null,34,24.8,446,794,992,1587,1984,1240,2480,3720,4960,4201,5952]
[null,null,null,null,null,null,null,null,null,null,null,null,null,null,null,null,null,null,null,null,null,null,null,null,null,null,null,null,null,null,null,null,null,null,null,null,null,null,null,null,null,36,26.25,472,840,1050,1680,2100,1312,2625,3938,5250,4464,6300]
[null,null,null,null,null,null,null,null,null,null,null,null,null,null,null,null,null,null,null,null,null,null,null,null,null,null,null,null,null,null,null,null,null,null,null,null,null,null,null,null,null,38,27.71,499,887,1108,1773,2217,1386,2771,4156,5542,4725,6650]
[null,null,null,null,null,null,null,null,null,null,null,null,null,null,null,null,null,null,null,null,null,null,null,null,null,null,null,null,null,null,null,null,null,null,null,null,null,null,null,null,null,40,29.17,525,933,1167,1867,2334,1458,2917,4376,5834,4988,7001]
[null,null,null,null,null,null,null,null,null,null,null,null,null,null,null,null,null,null,null,null,null,null,null,null,null,null,null,null,null,null,null,null,null,null,null,null,null,null,null,null,null,45,32.82,591,1050,1313,2100,2626,1614,3282,4923,6564,5251,7877]
[null,null,null,null,null,null,null,null,null,null,null,null,null,null,null,null,null,null,null,null,null,null,null,null,null,null,null,null,null,null,null,null,null,null,null,null,null,null,null,null,null,50,36.46,656,1167,1458,2333,2917,1823,3646,5469,7292,5908,8750]
[null,null,null,null,null,null,null,null,null,null,null,null,null,null,null,null,null,null,null,null,null,null,null,null,null,null,null,null,null,null,null,null,null,null,null,null,null,null,null,null,null,55,40.11,722,1254,1604,2567,3209,2006,4011,6016,8022,6563,9626]
[null,null,null,null,null,null,null,null,null,null,null,null,null,null,null,null,null,null,null,null,null,null,null,null,null,null,null,null,null,null,null,null,null,null,null,null,null,null,null,null,null,60,43.76,788,1400,1750,2801,3501,2188,4376,6564,8752,7220,10502]
[null,null,null,null,null,null,null,null,null,null,null,null,null,null,null,null,null,null,null,null,null,null,null,null,null,null,null,null,null,null,null,null,null,null,null,null,null,null,null,null,null,65,47.4,853,1517,1896,3034,3792,2370,4740,7110,9480,7877,11376]
[null,null,null,null,null,null,null,null,null,null,null,null,null,null,null,null,null,null,null,null,null,null,null,null,null,null,null,null,null,null,null,null,null,null,null,null,null,null,null,null,null,70,51.05,919,1634,2042,3267,4084,2552,5104,7658,10210,9189,12252]
[]
[]
[null,null,null,null,null,null,null,null,null,null,null,null,null,null,null,null,null,null,null,null,null,null,null,null,null,null,null,null,null,null,null,null,null,null,null,null,null,null,null,null,null,"SecID","SectionName","Shape","PriShape",null,"Weight","Depth","Width","TWeb","TFlange","XSArea","MomIx","MomIy","RadRx","RadRy","ModSx","ModSy","RadJ","RadE","Cx","Cy"]
[null,null,null,null,null,null,null,null,null,null,null,null,null,null,null,null,null,null,null,null,null,null,null,null,null,null,null,null,null,null,null,null,null,null,null,null,null,null,null,null,null,1,"C 50x25x3.86 Kg/m","C","C",null,3.9000000953674316,50,25,5,6,4.9200000762939453,16.799999237060547,2.4900000095367432,1.8500000238418579,0.70999997854232788,6.73,1.4800000190734863,6,3,2.5,0.81000000238418579]
[null,null,null,null,null,null,null,null,null,null,null,null,null,null,null,null,null,null,null,null,null,null,null,null,null,null,null,null,null,null,null,null,null,null,null,null,null,null,null,null,null,2,"C 75x40x6.92 Kg/m","C","C",null,6.9000000953674316,75,40,5,7,8.8179998397827148,75.300003051757813,12.199999809265137,2.9200000762939453,1.1699999570846558,20.100000000000001,4.4699997901916504,8,4,3.75,1.2799999713897705]
[null,null,null,null,null,null,null,null,null,null,null,null,null,null,null,null,null,null,null,null,null,null,null,null,null,null,null,null,null,null,null,null,null,null,null,null,null,null,null,null,null,3,"C 100x50x9.36 Kg/m","C","C",null,9.3000001907348633,100,50,5,7.5,11.920000076293945,188,26,3.9700000286102295,1.4800000190734863,37.6,7.5199999809265137,8,4,5,1.5399999618530273]
[null,null,null,null,null,null,null,null,null,null,null,null,null,null,null,null,null,null,null,null,null,null,null,null,null,null,null,null,null,null,null,null,null,null,null,null,null,null,null,null,null,4,"C 125x65x13.4 Kg/m","C","C",null,13.399999618530273,125,65,6,8,17.110000610351563,424,61.799999237060547,4.9800000190734863,1.8999999761581421,67.8,13.399999618530273,8,4,6.25,1.8999999761581421]
[null,null,null,null,null,null,null,null,null,null,null,null,null,null,null,null,null,null,null,null,null,null,null,null,null,null,null,null,null,null,null,null,null,null,null,null,null,null,null,null,null,5,"C 150x75x18.6 Kg/m","C","C",null,18.600000381469727,150,75,6.5,10,23.709999084472656,861,117,6.0300002098083496,2.2200000286102295,115,22.399999618530273,10,5,7.5,2.2799999713897705]
[null,null,null,null,null,null,null,null,null,null,null,null,null,null,null,null,null,null,null,null,null,null,null,null,null,null,null,null,null,null,null,null,null,null,null,null,null,null,null,null,null,6,"C 150x75x24 Kg/m","C","C",null,24,150,75,9,12.5,30.590000152587891,1050,147,5.8600001335144043,2.190000057220459,140,28.299999237060547,15,7.5,7.5,2.309999942779541]
[null,null,null,null,null,null,null,null,null,null,null,null,null,null,null,null,null,null,null,null,null,null,null,null,null,null,null,null,null,null,null,null,null,null,null,null,null,null,null,null,null,7,"C 180x75x21.4 Kg/m","C","C",null,21.399999618530273,180,75,7,10.5,27.200000762939453,1380,131,7.119999885559082,2.190000057220459,153,24.299999237060547,11,5.5,9,2.130000114440918]
[null,null,null,null,null,null,null,null,null,null,null,null,null,null,null,null,null,null,null,null,null,null,null,null,null,null,null,null,null,null,null,null,null,null,null,null,null,null,null,null,null,8,"C 200x80x24.6 Kg/m","C","C",null,24.600000381469727,200,80,7.5,11,31.329999923706055,1950,168,7.880000114440918,2.3199999332427979,195,29.100000381469727,12,6,10,2.2100000381469727]
[null,null,null,null,null,null,null,null,null,null,null,null,null,null,null,null,null,null,null,null,null,null,null,null,null,null,null,null,null,null,null,null,null,null,null,null,null,null,null,null,null,9,"C 200x90x30.3 Kg/m","C","C",null,30.299999237060547,200,90,8,13.5,38.650001525878906,2490,277,8.0200004577636719,2.6800000667572021,249,44.200000762939453,14,7,10,2.7400000095367432]
[null,null,null,null,null,null,null,null,null,null,null,null,null,null,null,null,null,null,null,null,null,null,null,null,null,null,null,null,null,null,null,null,null,null,null,null,null,null,null,null,null,10,"C 250x90x34.6 Kg/m","C","C",null,34.599998474121094,250,90,9,13,44.069999694824219,4180,294,9.7399997711181641,2.5799999237060547,334,44.5,14,7,12.5,2.4000000953674316]
[null,null,null,null,null,null,null,null,null,null,null,null,null,null,null,null,null,null,null,null,null,null,null,null,null,null,null,null,null,null,null,null,null,null,null,null,null,null,null,null,null,11,"C 250x90x40.2 Kg/m","C","C",null,40.099998474121094,250,90,11,14.5,51.169998168945313,4680,329,9.5600004196166992,2.5399999618530273,374,49.900001525878906,17,8.5,12.5,2.4000000953674316]
[null,null,null,null,null,null,null,null,null,null,null,null,null,null,null,null,null,null,null,null,null,null,null,null,null,null,null,null,null,null,null,null,null,null,null,null,null,null,null,null,null,12,"C 300x90x38.1 Kg/m","C","C",null,38.099998474121094,300,90,9,13,48.569999694824219,6440,309,11.5,2.5199999809265137,429,45.700000762939453,14,7,15,2.2200000286102295]
[null,null,null,null,null,null,null,null,null,null,null,null,null,null,null,null,null,null,null,null,null,null,null,null,null,null,null,null,null,null,null,null,null,null,null,null,null,null,null,null,null,13,"C 300x90x43.8 Kg/m","C","C",null,43.700000762939453,300,90,10,15.5,55.740001678466797,7410,360,11.5,2.5399999618530273,494,54.099998474121094,19,9.5,15,2.3399999141693115]
[null,null,null,null,null,null,null,null,null,null,null,null,null,null,null,null,null,null,null,null,null,null,null,null,null,null,null,null,null,null,null,null,null,null,null,null,null,null,null,null,null,14,"C 300x90x48.6 Kg/m","C","C",null,48.5,300,90,12,16,61.900001525878906,7870,379,11.300000190734863,2.4800000190734863,525,56.400001525878906,19,9.5,15,2.2799999713897705]
[null,null,null,null,null,null,null,null,null,null,null,null,null,null,null,null,null,null,null,null,null,null,null,null,null,null,null,null,null,null,null,null,null,null,null,null,null,null,null,null,null,15,"C 380x100x54.5 Kg/m","C","C",null,54.400001525878906,380,100,10.5,16,69.389999389648438,14500,535,14.5,2.7799999713897705,763,70.5,18,9,19,2.4100000858306885]
[null,null,null,null,null,null,null,null,null,null,null,null,null,null,null,null,null,null,null,null,null,null,null,null,null,null,null,null,null,null,null,null,null,null,null,null,null,null,null,null,null,16,"C 380x100x62 Kg/m","C","C",null,62,380,100,13,16.5,78.959999084472656,15600,565,14.100000381469727,2.6700000762939453,823,73.599998474121094,18,9,19,2.3299999237060547]
[null,null,null,null,null,null,null,null,null,null,null,null,null,null,null,null,null,null,null,null,null,null,null,null,null,null,null,null,null,null,null,null,null,null,null,null,null,null,null,null,null,17,"C 380x100x67.3 Kg/m","C","C",null,67.199996948242187,380,100,13,20,85.709999084472656,17600,655,14.300000190734863,2.7599999904632568,926,87.800003051757813,24,12,19,2.5399999618530273]
[null,null,null,null,null,null,null,null,null,null,null,null,null,null,null,null,null,null,null,null,null,null,null,null,null,null,null,null,null,null,null,null,null,null,null,null,null,null,null,null,null,18,"I  100x75x12.9 Kg/m","I","I",null,12.899999618530273,100,75,5,8,16.430000305175781,281,47.299999237060547,4.1399998664855957,1.7000000476837158,56.2,12.600000381469727,7,3.5,5,3.75]
[null,null,null,null,null,null,null,null,null,null,null,null,null,null,null,null,null,null,null,null,null,null,null,null,null,null,null,null,null,null,null,null,null,null,null,null,null,null,null,null,null,19,"I  125x75x16.1 Kg/m","I","I",null,16.100000381469727,125,75,5.5,9.5,20.450000762939453,538,57.5,5.130000114440918,1.6799999475479126,86,15.300000190734863,9,4.5,6.25,3.75]
[null,null,null,null,null,null,null,null,null,null,null,null,null,null,null,null,null,null,null,null,null,null,null,null,null,null,null,null,null,null,null,null,null,null,null,null,null,null,null,null,null,20,"I  150x75x17.1 Kg/m","I","I",null,17.100000381469727,150,75,5.5,9.5,21.829999923706055,819,57.5,6.119999885559082,1.6200000047683716,109,15.300000190734863,9,4.5,7.5,3.75]
[null,null,null,null,null,null,null,null,null,null,null,null,null,null,null,null,null,null,null,null,null,null,null,null,null,null,null,null,null,null,null,null,null,null,null,null,null,null,null,null,null,21,"I  150x125x36.2 Kg/m","I","I",null,36.200000762939453,150,125,8.5,14,46.150001525878906,1760,385,6.179999828338623,2.8900001049041748,235,61.599998474121094,13,6.5,7.5,6.25]
[null,null,null,null,null,null,null,null,null,null,null,null,null,null,null,null,null,null,null,null,null,null,null,null,null,null,null,null,null,null,null,null,null,null,null,null,null,null,null,null,null,22,"I  180x100x23.6 Kg/m","I","I",null,23.600000381469727,180,100,6,10,30.059999465942383,1670,138,7.4499998092651367,2.1400001049041748,186,27.5,10,5,9,5]
[null,null,null,null,null,null,null,null,null,null,null,null,null,null,null,null,null,null,null,null,null,null,null,null,null,null,null,null,null,null,null,null,null,null,null,null,null,null,null,null,null,23,"I  200x100x26 Kg/m","I","I",null,26,200,100,7,10,33.060001373291016,2170,138,8.1099996566772461,2.0499999523162842,217,27.700000762939453,10,5,10,5]
[null,null,null,null,null,null,null,null,null,null,null,null,null,null,null,null,null,null,null,null,null,null,null,null,null,null,null,null,null,null,null,null,null,null,null,null,null,null,null,null,null,24,"I  200x150x50.4 Kg/m","I","I",null,50.299999237060547,200,150,9,16,64.160003662109375,4460,753,8.3400001525878906,3.4300000667572021,446,100,15,7.5,10,7.5]
[null,null,null,null,null,null,null,null,null,null,null,null,null,null,null,null,null,null,null,null,null,null,null,null,null,null,null,null,null,null,null,null,null,null,null,null,null,null,null,null,null,25,"I  250x125x38.3 Kg/m","I","I",null,38.299999237060547,250,125,7.5,12.5,48.790000915527344,5180,337,10.300000190734863,2.630000114440918,414,53.900001525878906,12,6,12.5,6.25]
[null,null,null,null,null,null,null,null,null,null,null,null,null,null,null,null,null,null,null,null,null,null,null,null,null,null,null,null,null,null,null,null,null,null,null,null,null,null,null,null,null,26,"I  250x125x55.5 Kg/m","I","I",null,55.400001525878906,250,125,10,19,70.730003356933594,7310,538,10.199999809265137,2.7599999904632568,858,86,21,10.5,12.5,6.25]
[null,null,null,null,null,null,null,null,null,null,null,null,null,null,null,null,null,null,null,null,null,null,null,null,null,null,null,null,null,null,null,null,null,null,null,null,null,null,null,null,null,27,"I  300x150x48.3 Kg/m","I","I",null,48.200000762939453,300,150,8,13,61.580001831054687,9480,588,12.399999618530273,3.0899999141693115,632,78.400001525878906,12,6,15,7.5]
[null,null,null,null,null,null,null,null,null,null,null,null,null,null,null,null,null,null,null,null,null,null,null,null,null,null,null,null,null,null,null,null,null,null,null,null,null,null,null,null,null,28,"I  300x150x65.5 Kg/m","I","I",null,65.400001525878906,300,150,10,18.5,83.470001220703125,12700,886,12.300000190734863,3.2599999904632568,849,118,19,9.5,15,7.5]
[null,null,null,null,null,null,null,null,null,null,null,null,null,null,null,null,null,null,null,null,null,null,null,null,null,null,null,null,null,null,null,null,null,null,null,null,null,null,null,null,null,29,"I  300x150x76.8 Kg/m","I","I",null,76.699996948242188,300,150,11.5,22,97.879997253417969,14700,1080,12.199999809265137,3.3199999332427979,978,143,23,11.5,15,7.5]
[null,null,null,null,null,null,null,null,null,null,null,null,null,null,null,null,null,null,null,null,null,null,null,null,null,null,null,null,null,null,null,null,null,null,null,null,null,null,null,null,null,30,"I  350x150x58.5 Kg/m","I","I",null,58.400001525878906,350,150,9,15,74.580001831054688,15200,702,14.300000190734863,3.0699999332427979,870,93.5,13,6.5,17.5,7.5]
[null,null,null,null,null,null,null,null,null,null,null,null,null,null,null,null,null,null,null,null,null,null,null,null,null,null,null,null,null,null,null,null,null,null,null,null,null,null,null,null,null,31,"I  350x150x87.2 Kg/m","I","I",null,87.099998474121094,350,150,12,24,111.09999847412109,22400,1180,14.199999809265137,3.2599999904632568,1280,158,25,12.5,17.5,7.5]
[null,null,null,null,null,null,null,null,null,null,null,null,null,null,null,null,null,null,null,null,null,null,null,null,null,null,null,null,null,null,null,null,null,null,null,null,null,null,null,null,null,32,"I  400x150x72 Kg/m","I","I",null,71.900001525878906,400,150,10,18,91.730003356933594,24100,864,16.200000762939453,3.0699999332427979,1200,115,17,8.5,20,7.5]
[null,null,null,null,null,null,null,null,null,null,null,null,null,null,null,null,null,null,null,null,null,null,null,null,null,null,null,null,null,null,null,null,null,null,null,null,null,null,null,null,null,33,"I  400x150x95.8 Kg/m","I","I",null,95.699996948242188,400,150,12.5,25,122.09999847412109,31700,1240,16.100000381469727,3.1800000667572021,1580,165,27,13.5,20,7.5]
[null,null,null,null,null,null,null,null,null,null,null,null,null,null,null,null,null,null,null,null,null,null,null,null,null,null,null,null,null,null,null,null,null,null,null,null,null,null,null,null,null,34,"I  450x175x91.7 Kg/m","I","I",null,91.599998474121094,450,175,11,20,116.80000305175781,39200,1510,18.299999237060547,3.5999999046325684,1740,173,19,9.5,22.5,8.75]
[null,null,null,null,null,null,null,null,null,null,null,null,null,null,null,null,null,null,null,null,null,null,null,null,null,null,null,null,null,null,null,null,null,null,null,null,null,null,null,null,null,35,"I  450x175x115 Kg/m","I","I",null,114.90000152587891,450,175,13,26,146.10000610351562,48800,2020,18.299999237060547,3.7200000286102295,2170,231,27,13.5,22.5,8.75]
[null,null,null,null,null,null,null,null,null,null,null,null,null,null,null,null,null,null,null,null,null,null,null,null,null,null,null,null,null,null,null,null,null,null,null,null,null,null,null,null,null,36,"I  600x190x133 Kg/m","I","I",null,132.80000305175781,600,190,13,25,169.39999389648437,98400,2460,24.100000381469727,3.809999942779541,3280,259,25,12.5,30,9.5]
[null,null,null,null,null,null,null,null,null,null,null,null,null,null,null,null,null,null,null,null,null,null,null,null,null,null,null,null,null,null,null,null,null,null,null,null,null,null,null,null,null,37,"I  600x190x176 Kg/m","I","I",null,175.80000305175781,600,190,16,35,224.5,130000,3540,24.100000381469727,3.9700000286102295,4330,373,38,19,30,9.5]
[null,null,null,null,null,null,null,null,null,null,null,null,null,null,null,null,null,null,null,null,null,null,null,null,null,null,null,null,null,null,null,null,null,null,null,null,null,null,null,null,null,38,"H 100x50x9.3 Kg/m","H","H",null,9.3000001907348633,100,50,5,7,11.850000381469727,187,14.800000190734863,3.9800000190734863,1.1200000047683716,37.4,5.9200000762939453,8,0,5,2.5]
[null,null,null,null,null,null,null,null,null,null,null,null,null,null,null,null,null,null,null,null,null,null,null,null,null,null,null,null,null,null,null,null,null,null,null,null,null,null,null,null,null,39,"H 100x100x17.2 Kg/m","H","H",null,17.200000762939453,100,100,6,8,21.899999618530273,383,134,4.179999828338623,2.4700000286102295,76.599999999999994,26.799999237060547,10,0,5,5]
[null,null,null,null,null,null,null,null,null,null,null,null,null,null,null,null,null,null,null,null,null,null,null,null,null,null,null,null,null,null,null,null,null,null,null,null,null,null,null,null,null,40,"H 125x60x13.2 Kg/m","H","H",null,13.199999809265137,125,60,6,8,16.840000152587891,413,29.200000762939453,4.9499998092651367,1.3200000524520874,66.08,9.7333335876464844,9,0,6.25,3]
[null,null,null,null,null,null,null,null,null,null,null,null,null,null,null,null,null,null,null,null,null,null,null,null,null,null,null,null,null,null,null,null,null,null,null,null,null,null,null,null,null,41,"H 125x125x23.8 Kg/m","H","H",null,23.799999237060547,125,125,6.5,9,30.309999465942383,847,293,5.2899999618530273,3.1099998950958252,135.52000000000001,46.880001068115234,10,0,6.25,6.25]
[null,null,null,null,null,null,null,null,null,null,null,null,null,null,null,null,null,null,null,null,null,null,null,null,null,null,null,null,null,null,null,null,null,null,null,null,null,null,null,null,null,42,"H 148x100x21.1 Kg/m","H","H",null,21.100000381469727,148,100,6,9,26.840000152587891,1020,151,6.1700000762939453,2.369999885559082,137.84,30.200000762939453,11,0,7.4000000953674316,5]
[null,null,null,null,null,null,null,null,null,null,null,null,null,null,null,null,null,null,null,null,null,null,null,null,null,null,null,null,null,null,null,null,null,null,null,null,null,null,null,null,null,43,"H 150x75x14 Kg/m","H","H",null,14,150,75,5,7,17.850000381469727,666,49.5,6.1100001335144043,1.6599999666213989,88.8,13.199999809265137,8,0,7.5,3.75]
[null,null,null,null,null,null,null,null,null,null,null,null,null,null,null,null,null,null,null,null,null,null,null,null,null,null,null,null,null,null,null,null,null,null,null,null,null,null,null,null,null,44,"H 150x150x31.5 Kg/m","H","H",null,31.5,150,150,7,10,40.139999389648438,1640,563,6.3899998664855957,3.75,218.67,75.066673278808594,11,0,7.5,7.5]
[null,null,null,null,null,null,null,null,null,null,null,null,null,null,null,null,null,null,null,null,null,null,null,null,null,null,null,null,null,null,null,null,null,null,null,null,null,null,null,null,null,45,"H 175x90x18.1 Kg/m","H","H",null,18.100000381469727,175,90,5,8,23.040000915527344,1210,97.5,7.2600002288818359,2.059999942779541,138.29,21.666669845581055,9,0,8.75,4.5]
[null,null,null,null,null,null,null,null,null,null,null,null,null,null,null,null,null,null,null,null,null,null,null,null,null,null,null,null,null,null,null,null,null,null,null,null,null,null,null,null,null,46,"H 175x175x40.2 Kg/m","H","H",null,40.099998474121094,175,175,7.5,11,51.209999084472656,2880,984,7.5,4.380000114440918,329.14,112.45709991455078,12,0,8.75,8.75]
[null,null,null,null,null,null,null,null,null,null,null,null,null,null,null,null,null,null,null,null,null,null,null,null,null,null,null,null,null,null,null,null,null,null,null,null,null,null,null,null,null,47,"H 194x150x30.6 Kg/m","H","H",null,30.600000381469727,194,150,6,9,39.009998321533203,2690,507,8.3000001907348633,3.6099998950958252,277.32,67.599998474121094,13,0,9.6999998092651367,7.5]
[null,null,null,null,null,null,null,null,null,null,null,null,null,null,null,null,null,null,null,null,null,null,null,null,null,null,null,null,null,null,null,null,null,null,null,null,null,null,null,null,null,48,"H 198x99x18.2 Kg/m","H","H",null,18.200000762939453,198,99,4.5,7,23.180000305175781,1580,114,8.2600002288818359,2.2100000381469727,159.6,23.030300140380859,11,0,9.8999996185302734,4.9499998092651367]
[null,null,null,null,null,null,null,null,null,null,null,null,null,null,null,null,null,null,null,null,null,null,null,null,null,null,null,null,null,null,null,null,null,null,null,null,null,null,null,null,null,49,"H 200x100x21.3 Kg/m","H","H",null,21.299999237060547,200,100,5.5,8,27.159999847412109,1840,134,8.2399997711181641,2.2200000286102295,184,26.799999237060547,11,0,10,5]
[null,null,null,null,null,null,null,null,null,null,null,null,null,null,null,null,null,null,null,null,null,null,null,null,null,null,null,null,null,null,null,null,null,null,null,null,null,null,null,null,null,50,"H 200x200x49.9 Kg/m","H","H",null,49.799999237060547,200,200,8,12,63.529998779296875,4720,1600,8.619999885559082,5.0199999809265137,472,160,13,0,10,10]
[null,null,null,null,null,null,null,null,null,null,null,null,null,null,null,null,null,null,null,null,null,null,null,null,null,null,null,null,null,null,null,null,null,null,null,null,null,null,null,null,null,51,"H 200x204x56.2 Kg/m","H","H",null,56.099998474121094,200,204,12,12,71.529998779296875,4980,1700,8.3500003814697266,4.880000114440918,498,166.66670227050781,13,0,10,10.199999809265137]
[null,null,null,null,null,null,null,null,null,null,null,null,null,null,null,null,null,null,null,null,null,null,null,null,null,null,null,null,null,null,null,null,null,null,null,null,null,null,null,null,null,52,"H 208x202x65.7 Kg/m","H","H",null,65.599998474121094,208,202,10,16,83.69000244140625,6530,2200,8.8299999237060547,5.130000114440918,627.88,217.82179260253906,13,0,10.399999618530273,10.100000381469727]
[null,null,null,null,null,null,null,null,null,null,null,null,null,null,null,null,null,null,null,null,null,null,null,null,null,null,null,null,null,null,null,null,null,null,null,null,null,null,null,null,null,53,"H 244x175x44.1 Kg/m","H","H",null,44,244,175,7,11,56.240001678466797,6120,984,10.399999618530273,4.179999828338623,501.64,112.45709991455078,16,0,12.199999809265137,8.75]
[null,null,null,null,null,null,null,null,null,null,null,null,null,null,null,null,null,null,null,null,null,null,null,null,null,null,null,null,null,null,null,null,null,null,null,null,null,null,null,null,null,54,"H 244x252x64.4 Kg/m","H","H",null,64.300003051757812,244,252,11,11,82.05999755859375,8790,2940,10.300000190734863,5.9800000190734863,720.49,233.33329772949219,16,0,12.199999809265137,12.600000381469727]
[null,null,null,null,null,null,null,null,null,null,null,null,null,null,null,null,null,null,null,null,null,null,null,null,null,null,null,null,null,null,null,null,null,null,null,null,null,null,null,null,null,55,"H 248x124x25.7 Kg/m","H","H",null,25.700000762939453,248,124,5,8,32.680000305175781,3540,255,10.399999618530273,2.7899999618530273,285.48,41.1290283203125,12,0,12.399999618530273,6.1999998092651367]
[null,null,null,null,null,null,null,null,null,null,null,null,null,null,null,null,null,null,null,null,null,null,null,null,null,null,null,null,null,null,null,null,null,null,null,null,null,null,null,null,null,56,"H 248x249x66.5 Kg/m","H","H",null,66.400001525878906,248,249,8,13,84.699996948242188,9930,3350,10.800000190734863,6.2800002098083496,800.81,269.0762939453125,16,0,12.399999618530273,12.449999809265137]
[null,null,null,null,null,null,null,null,null,null,null,null,null,null,null,null,null,null,null,null,null,null,null,null,null,null,null,null,null,null,null,null,null,null,null,null,null,null,null,null,null,57,"H 250x125x29.6 Kg/m","H","H",null,29.600000381469727,250,125,6,9,37.659999847412109,4050,294,10.399999618530273,2.7899999618530273,324,47.040000915527344,12,0,12.5,6.25]
[null,null,null,null,null,null,null,null,null,null,null,null,null,null,null,null,null,null,null,null,null,null,null,null,null,null,null,null,null,null,null,null,null,null,null,null,null,null,null,null,null,58,"H 250x250x72.4 Kg/m","H","H",null,72.300003051757813,250,250,9,14,92.180000305175781,10800,3650,10.800000190734863,6.2899999618530273,864,292,16,0,12.5,12.5]
[null,null,null,null,null,null,null,null,null,null,null,null,null,null,null,null,null,null,null,null,null,null,null,null,null,null,null,null,null,null,null,null,null,null,null,null,null,null,null,null,null,59,"H 250x255x82.2 Kg/m","H","H",null,82.099998474121094,250,255,14,14,104.69999694824219,11500,3880,10.5,6.0900001525878906,920,304.31369018554687,16,0,12.5,12.75]
[null,null,null,null,null,null,null,null,null,null,null,null,null,null,null,null,null,null,null,null,null,null,null,null,null,null,null,null,null,null,null,null,null,null,null,null,null,null,null,null,null,60,"H 294x200x56.8 Kg/m","H","H",null,56.700000762939453,294,200,8,12,72.379997253417969,11300,1600,12.494819641113281,4.7016539573669434,768.71,160,18,0,14.699999809265137,10]
[null,null,null,null,null,null,null,null,null,null,null,null,null,null,null,null,null,null,null,null,null,null,null,null,null,null,null,null,null,null,null,null,null,null,null,null,null,null,null,null,null,61,"H 294x302x84.5 Kg/m","H","H",null,84.400001525878906,294,302,12,12,107.69999694824219,16900,5520,12.526670455932617,7.159153938293457,1149.6600000000001,365.56289672851563,18,0,14.699999809265137,15.100000381469727]
[null,null,null,null,null,null,null,null,null,null,null,null,null,null,null,null,null,null,null,null,null,null,null,null,null,null,null,null,null,null,null,null,null,null,null,null,null,null,null,null,null,62,"H 298x149x32 Kg/m","H","H",null,32,298,149,5.5,8,40.799999237060547,6320,442,3.9357590675354004,1.0408329963684082,424.16,59.328861236572266,13,0,14.899999618530273,7.4499998092651367]
[null,null,null,null,null,null,null,null,null,null,null,null,null,null,null,null,null,null,null,null,null,null,null,null,null,null,null,null,null,null,null,null,null,null,null,null,null,null,null,null,null,63,"H 298x201x65.4 Kg/m","H","H",null,65.300003051757812,298,201,9,14,83.360000610351563,13300,1900,12.631270408630371,4.7741708755493164,892.62,189.05470275878906,18,0,14.899999618530273,10.050000190734863]
[null,null,null,null,null,null,null,null,null,null,null,null,null,null,null,null,null,null,null,null,null,null,null,null,null,null,null,null,null,null,null,null,null,null,null,null,null,null,null,null,null,64,"H 298x299x87 Kg/m","H","H",null,86.900001525878906,298,299,9,14,110.80000305175781,18800,6240,13.02593994140625,7.5045108795166016,1261.74,417.39129638671875,18,0,14.899999618530273,14.949999809265137]
[null,null,null,null,null,null,null,null,null,null,null,null,null,null,null,null,null,null,null,null,null,null,null,null,null,null,null,null,null,null,null,null,null,null,null,null,null,null,null,null,null,65,"H 300x150x36.7 Kg/m","H","H",null,36.700000762939453,300,150,6.5,9,46.779998779296875,7210,508,12.414739608764648,3.2953519821166992,480.67,67.733329772949219,13,0,15,7.5]
[null,null,null,null,null,null,null,null,null,null,null,null,null,null,null,null,null,null,null,null,null,null,null,null,null,null,null,null,null,null,null,null,null,null,null,null,null,null,null,null,null,66,"H 300x300x94 Kg/m","H","H",null,93.900001525878906,300,300,10,15,119.80000305175781,20400,6750,13.049280166625977,7.5062580108642578,1360,450,18,0,15,15]
[null,null,null,null,null,null,null,null,null,null,null,null,null,null,null,null,null,null,null,null,null,null,null,null,null,null,null,null,null,null,null,null,null,null,null,null,null,null,null,null,null,67,"H 300x305x106 Kg/m","H","H",null,105.90000152587891,300,305,15,15,134.80000305175781,21500,7100,12.629159927368164,7.2574529647827148,1433.33,465.57379150390625,18,0,15,15.25]
[null,null,null,null,null,null,null,null,null,null,null,null,null,null,null,null,null,null,null,null,null,null,null,null,null,null,null,null,null,null,null,null,null,null,null,null,null,null,null,null,null,68,"H 304x301x106 Kg/m","H","H",null,105.90000152587891,304,301,11,17,134.80000305175781,23400,7730,13.175370216369629,7.5725960731506348,1539.47,513.62127685546875,18,0,15.199999809265137,15.050000190734863]
[null,null,null,null,null,null,null,null,null,null,null,null,null,null,null,null,null,null,null,null,null,null,null,null,null,null,null,null,null,null,null,null,null,null,null,null,null,null,null,null,null,69,"H 336x249x69.2 Kg/m","H","H",null,69.099998474121094,336,249,8,12,88.150001525878906,18500,3090,14.486869812011719,5.9206318855285645,1101.19,248.19279479980469,20,0,16.799999237060547,12.449999809265137]
[null,null,null,null,null,null,null,null,null,null,null,null,null,null,null,null,null,null,null,null,null,null,null,null,null,null,null,null,null,null,null,null,null,null,null,null,null,null,null,null,null,70,"H 338x351x106 Kg/m","H","H",null,105.90000152587891,338,351,13,13,135.30000305175781,28200,9380,14.436960220336914,8.3263092041015625,1668.64,534.4730224609375,20,0,16.899999618530273,17.549999237060547]
[null,null,null,null,null,null,null,null,null,null,null,null,null,null,null,null,null,null,null,null,null,null,null,null,null,null,null,null,null,null,null,null,null,null,null,null,null,null,null,null,null,71,"H 340x250x79.7 Kg/m","H","H",null,79.599998474121094,340,250,9,14,101.5,21700,3650,14.621669769287109,5.9967150688171387,1276.47,292,20,0,17,12.5]
[null,null,null,null,null,null,null,null,null,null,null,null,null,null,null,null,null,null,null,null,null,null,null,null,null,null,null,null,null,null,null,null,null,null,null,null,null,null,null,null,null,72,"H 344x348x115 Kg/m","H","H",null,114.90000152587891,344,348,10,16,146,33300,11200,15.102390289306641,8.7585573196411133,1936.05,643.67822265625,20,0,17.200000762939453,17.399999618530273]
[null,null,null,null,null,null,null,null,null,null,null,null,null,null,null,null,null,null,null,null,null,null,null,null,null,null,null,null,null,null,null,null,null,null,null,null,null,null,null,null,null,73,"H 344x354x131 Kg/m","H","H",null,130.80000305175781,344,354,16,16,166.60000610351562,35300,11800,14.556260108947754,8.4159555435180664,2052.33,666.66668701171875,20,0,17.200000762939453,17.700000762939453]
[null,null,null,null,null,null,null,null,null,null,null,null,null,null,null,null,null,null,null,null,null,null,null,null,null,null,null,null,null,null,null,null,null,null,null,null,null,null,null,null,null,74,"H 346x174x41.4 Kg/m","H","H",null,41.299999237060547,346,174,6,9,52.680000305175781,11100,792,14.515720367431641,3.877392053604126,641.62,91.034477233886719,14,0,17.299999237060547,8.6999998092651367]
[null,null,null,null,null,null,null,null,null,null,null,null,null,null,null,null,null,null,null,null,null,null,null,null,null,null,null,null,null,null,null,null,null,null,null,null,null,null,null,null,null,75,"H 350x175x49.6 Kg/m","H","H",null,49.5,350,175,7,11,63.139999389648438,13600,984,14.67632007598877,3.9477100372314453,777.14,112.45709991455078,14,0,17.5,8.75]
[null,null,null,null,null,null,null,null,null,null,null,null,null,null,null,null,null,null,null,null,null,null,null,null,null,null,null,null,null,null,null,null,null,null,null,null,null,null,null,null,null,76,"H 350x350x137 Kg/m","H","H",null,136.80000305175781,350,350,12,19,173.89999389648437,40300,13600,15.223090171813965,8.8434076309204102,2302.86,777.14288330078125,20,0,17.5,17.5]
[null,null,null,null,null,null,null,null,null,null,null,null,null,null,null,null,null,null,null,null,null,null,null,null,null,null,null,null,null,null,null,null,null,null,null,null,null,null,null,null,null,77,"H 350x357x156 Kg/m","H","H",null,155.80000305175781,350,357,19,19,198.39999389648437,42800,14400,14.687609672546387,8.5194272994995117,2445.71,806.72271728515625,20,0,17.5,17.850000381469727]
[null,null,null,null,null,null,null,null,null,null,null,null,null,null,null,null,null,null,null,null,null,null,null,null,null,null,null,null,null,null,null,null,null,null,null,null,null,null,null,null,null,78,"H 354x176x57.8 Kg/m","H","H",null,57.700000762939453,354,176,8,13,73.680000305175781,16100,1180,14.782170295715332,4.0019001960754395,909.6,134.09089660644531,14,0,17.700000762939453,8.8000001907348633]
[null,null,null,null,null,null,null,null,null,null,null,null,null,null,null,null,null,null,null,null,null,null,null,null,null,null,null,null,null,null,null,null,null,null,null,null,null,null,null,null,null,79,"H 386x299x94.3 Kg/m","H","H",null,94.199996948242188,386,299,9,14,120.09999847412109,33700,6240,16.751100540161133,7.2080998420715332,1746.11,417.39129638671875,22,0,19.299999237060547,14.949999809265137]
[null,null,null,null,null,null,null,null,null,null,null,null,null,null,null,null,null,null,null,null,null,null,null,null,null,null,null,null,null,null,null,null,null,null,null,null,null,null,null,null,null,80,"H 388x402x140 Kg/m","H","H",null,139.80000305175781,388,402,15,15,178.5,49000,16300,16.568340301513672,9.5559682846069336,2525.77,810.9453125,22,0,19.399999618530273,20.100000381469727]
[null,null,null,null,null,null,null,null,null,null,null,null,null,null,null,null,null,null,null,null,null,null,null,null,null,null,null,null,null,null,null,null,null,null,null,null,null,null,null,null,null,81,"H 390x300x107 Kg/m","H","H",null,106.90000152587891,390,300,10,16,136,38700,7210,16.868869781494141,7.2811198234558105,1984.62,480.66668701171875,22,0,19.5,15]
[null,null,null,null,null,null,null,null,null,null,null,null,null,null,null,null,null,null,null,null,null,null,null,null,null,null,null,null,null,null,null,null,null,null,null,null,null,null,null,null,null,82,"H 394x398x147 Kg/m","H","H",null,146.80000305175781,394,398,11,18,186.80000305175781,56100,18900,17.329780578613281,10.058710098266602,2847.72,949.74871826171875,22,0,19.700000762939453,19.899999618530273]
[null,null,null,null,null,null,null,null,null,null,null,null,null,null,null,null,null,null,null,null,null,null,null,null,null,null,null,null,null,null,null,null,null,null,null,null,null,null,null,null,null,83,"H 396x199x56.6 Kg/m","H","H",null,56.5,396,199,7,11,72.160003662109375,20000,1450,16.64818000793457,4.482658863067627,1010.1,145.72860717773437,16,0,19.799999237060547,9.9499998092651367]
[null,null,null,null,null,null,null,null,null,null,null,null,null,null,null,null,null,null,null,null,null,null,null,null,null,null,null,null,null,null,null,null,null,null,null,null,null,null,null,null,null,84,"H 400x200x66 Kg/m","H","H",null,65.900001525878906,400,200,8,13,84.120002746582031,23700,1740,16.785120010375977,4.5480480194091797,1185,174,16,0,20,10]
[null,null,null,null,null,null,null,null,null,null,null,null,null,null,null,null,null,null,null,null,null,null,null,null,null,null,null,null,null,null,null,null,null,null,null,null,null,null,null,null,null,85,"H 400x400x172 Kg/m","H","H",null,171.80000305175781,400,400,13,21,218.69999694824219,66600,22400,17.450700759887695,10.120450019836426,3330,1120,22,0,20,20]
[null,null,null,null,null,null,null,null,null,null,null,null,null,null,null,null,null,null,null,null,null,null,null,null,null,null,null,null,null,null,null,null,null,null,null,null,null,null,null,null,null,86,"H 400x408x197 Kg/m","H","H",null,196.69999694824219,400,408,21,21,250.69999694824219,70900,23800,16.816900253295898,9.7434177398681641,3545,1166.6669921875,22,0,20,20.399999618530273]
[null,null,null,null,null,null,null,null,null,null,null,null,null,null,null,null,null,null,null,null,null,null,null,null,null,null,null,null,null,null,null,null,null,null,null,null,null,null,null,null,null,87,"H 404x201x75.5 Kg/m","H","H",null,75.400001525878906,404,201,9,15,96.160003662109375,27500,2030,16.910989761352539,4.5946331024169922,1361.39,201.99009704589844,16,0,20.200000762939453,10.050000190734863]
[null,null,null,null,null,null,null,null,null,null,null,null,null,null,null,null,null,null,null,null,null,null,null,null,null,null,null,null,null,null,null,null,null,null,null,null,null,null,null,null,null,88,"H 414x405x232 Kg/m","H","H",null,231.69999694824219,414,405,18,28,295.39999389648437,92800,31000,17.72429084777832,10.244139671325684,4483.09,1530.864013671875,22,0,20.700000762939453,20.25]
[null,null,null,null,null,null,null,null,null,null,null,null,null,null,null,null,null,null,null,null,null,null,null,null,null,null,null,null,null,null,null,null,null,null,null,null,null,null,null,null,null,89,"H 428x407x283 Kg/m","H","H",null,282.60000610351562,428,407,20,35,360.70001220703125,119000,39400,18.163539886474609,10.451410293579102,5560.75,1936.1180419921875,22,0,21.399999618530273,20.350000381469727]
[null,null,null,null,null,null,null,null,null,null,null,null,null,null,null,null,null,null,null,null,null,null,null,null,null,null,null,null,null,null,null,null,null,null,null,null,null,null,null,null,null,90,"H 434x299x106 Kg/m","H","H",null,105.90000152587891,434,299,10,15,135,46800,6690,18.618989944458008,7.0395708084106445,2156.6799999999998,447.49160766601562,24,0,21.700000762939453,14.949999809265137]
[null,null,null,null,null,null,null,null,null,null,null,null,null,null,null,null,null,null,null,null,null,null,null,null,null,null,null,null,null,null,null,null,null,null,null,null,null,null,null,null,null,91,"H 440x300x124 Kg/m","H","H",null,123.80000305175781,440,300,11,18,157.39999389648437,56100,8110,18.878999710083008,7.1780757904052734,2550,540.66668701171875,24,0,22,15]
[null,null,null,null,null,null,null,null,null,null,null,null,null,null,null,null,null,null,null,null,null,null,null,null,null,null,null,null,null,null,null,null,null,null,null,null,null,null,null,null,null,92,"H 446x199x66.2 Kg/m","H","H",null,66.099998474121094,446,199,8,12,84.300003051757813,28700,1580,18.451309204101563,4.3292708396911621,1287,158.79400634765625,18,0,22.299999237060547,9.9499998092651367]
[null,null,null,null,null,null,null,null,null,null,null,null,null,null,null,null,null,null,null,null,null,null,null,null,null,null,null,null,null,null,null,null,null,null,null,null,null,null,null,null,null,93,"H 446x302x145 Kg/m","H","H",null,144.80000305175781,446,302,13,21,184.30000305175781,66400,9660,18.981100082397461,7.2397890090942383,2977.58,639.735107421875,24,0,22.299999237060547,15.100000381469727]
[null,null,null,null,null,null,null,null,null,null,null,null,null,null,null,null,null,null,null,null,null,null,null,null,null,null,null,null,null,null,null,null,null,null,null,null,null,null,null,null,null,94,"H 450x200x76 Kg/m","H","H",null,75.900001525878906,450,200,9,14,96.760002136230469,33500,1870,18.60692024230957,4.3961539268493652,1488.89,187,18,0,22.5,10]
[null,null,null,null,null,null,null,null,null,null,null,null,null,null,null,null,null,null,null,null,null,null,null,null,null,null,null,null,null,null,null,null,null,null,null,null,null,null,null,null,null,95,"H 456x201x88.9 Kg/m","H","H",null,88.800003051757813,456,201,10,17,113.30000305175781,40400,2310,18.883209228515625,4.5153460502624512,1771.93,229.85079956054687,18,0,22.799999237060547,10.050000190734863]
[null,null,null,null,null,null,null,null,null,null,null,null,null,null,null,null,null,null,null,null,null,null,null,null,null,null,null,null,null,null,null,null,null,null,null,null,null,null,null,null,null,96,"H 458x417x415 Kg/m","H","H",null,414.5,458,417,30,50,528.5999755859375,187000,60500,18.808629989624023,10.698280334472656,8165.94,2901.678955078125,22,0,22.899999618530273,20.850000381469727]
[null,null,null,null,null,null,null,null,null,null,null,null,null,null,null,null,null,null,null,null,null,null,null,null,null,null,null,null,null,null,null,null,null,null,null,null,null,null,null,null,null,97,"H 482x300x114 Kg/m","H","H",null,113.90000152587891,482,300,11,15,145.5,60400,6760,20.374500274658203,6.8161931037902832,2506.2199999999998,450.66668701171875,26,0,24.100000381469727,15]
[null,null,null,null,null,null,null,null,null,null,null,null,null,null,null,null,null,null,null,null,null,null,null,null,null,null,null,null,null,null,null,null,null,null,null,null,null,null,null,null,null,98,"H 488x300x128 Kg/m","H","H",null,127.80000305175781,488,300,11,18,163.5,71000,8110,20.838680267333984,7.0429010391235352,2909.84,540.66668701171875,26,0,24.399999618530273,15]
[null,null,null,null,null,null,null,null,null,null,null,null,null,null,null,null,null,null,null,null,null,null,null,null,null,null,null,null,null,null,null,null,null,null,null,null,null,null,null,null,null,99,"H 494x302x150 Kg/m","H","H",null,149.80000305175781,494,302,13,21,191.39999389648437,83800,9660,20.924299240112305,7.1042389869689941,3392.71,639.735107421875,26,0,24.700000762939453,15.100000381469727]
[null,null,null,null,null,null,null,null,null,null,null,null,null,null,null,null,null,null,null,null,null,null,null,null,null,null,null,null,null,null,null,null,null,null,null,null,null,null,null,null,null,100,"H 496x199x79.5 Kg/m","H","H",null,79.400001525878906,496,199,9,14,101.30000305175781,41900,1840,20.33772087097168,4.261909008026123,1689.52,184.92460632324219,20,0,24.799999237060547,9.9499998092651367]
[null,null,null,null,null,null,null,null,null,null,null,null,null,null,null,null,null,null,null,null,null,null,null,null,null,null,null,null,null,null,null,null,null,null,null,null,null,null,null,null,null,101,"H 498x432x605 Kg/m","H","H",null,604.20001220703125,498,432,45,70,770.0999755859375,298000,94400,19.671369552612305,11.071649551391602,11967.87,4370.37109375,22,0,24.899999618530273,21.600000381469727]
[null,null,null,null,null,null,null,null,null,null,null,null,null,null,null,null,null,null,null,null,null,null,null,null,null,null,null,null,null,null,null,null,null,null,null,null,null,null,null,null,null,102,"H 500x200x89.6 Kg/m","H","H",null,89.5,500,200,10,16,114.19999694824219,47800,2140,20.458839416503906,4.3288631439208984,1912,214,20,0,25,10]
[null,null,null,null,null,null,null,null,null,null,null,null,null,null,null,null,null,null,null,null,null,null,null,null,null,null,null,null,null,null,null,null,null,null,null,null,null,null,null,null,null,103,"H 506x201x103 Kg/m","H","H",null,102.90000152587891,506,201,11,19,131.30000305175781,56500,2580,20.74397087097168,4.4327940940856934,2233.1999999999998,256.71640014648437,20,0,25.299999237060547,10.050000190734863]
[null,null,null,null,null,null,null,null,null,null,null,null,null,null,null,null,null,null,null,null,null,null,null,null,null,null,null,null,null,null,null,null,null,null,null,null,null,null,null,null,null,104,"H 582x300x137 Kg/m","H","H",null,136.80000305175781,582,300,12,17,174.5,103000,7670,24.295219421386719,6.6297931671142578,3539.52,511.33331298828125,28,0,29.100000381469727,15]
[null,null,null,null,null,null,null,null,null,null,null,null,null,null,null,null,null,null,null,null,null,null,null,null,null,null,null,null,null,null,null,null,null,null,null,null,null,null,null,null,null,105,"H 588x300x151 Kg/m","H","H",null,150.80000305175781,588,300,12,20,192.5,118000,9020,24.758579254150391,6.8452281951904297,4013.61,601.33331298828125,28,0,29.399999618530273,15]
[null,null,null,null,null,null,null,null,null,null,null,null,null,null,null,null,null,null,null,null,null,null,null,null,null,null,null,null,null,null,null,null,null,null,null,null,null,null,null,null,null,106,"H 594x302x175 Kg/m","H","H",null,174.80000305175781,594,302,14,23,222.39999389648437,137000,10600,24.819490432739258,6.9037580490112305,4612.79,701.98681640625,28,0,29.700000762939453,15.100000381469727]
[null,null,null,null,null,null,null,null,null,null,null,null,null,null,null,null,null,null,null,null,null,null,null,null,null,null,null,null,null,null,null,null,null,null,null,null,null,null,null,null,null,107,"H 596x199x94.6 Kg/m","H","H",null,94.5,596,199,10,15,120.5,68700,1980,23.877279281616211,4.0535831451416016,2305.37,198.9949951171875,22,0,29.799999237060547,9.9499998092651367]
[null,null,null,null,null,null,null,null,null,null,null,null,null,null,null,null,null,null,null,null,null,null,null,null,null,null,null,null,null,null,null,null,null,null,null,null,null,null,null,null,null,108,"H 600x200x106 Kg/m","H","H",null,105.90000152587891,600,200,11,17,134.39999389648437,77600,2280,24.028749465942383,4.1187729835510254,2586.67,228,22,0,30,10]
[null,null,null,null,null,null,null,null,null,null,null,null,null,null,null,null,null,null,null,null,null,null,null,null,null,null,null,null,null,null,null,null,null,null,null,null,null,null,null,null,null,109,"H 606x201x120 Kg/m","H","H",null,119.80000305175781,606,201,12,20,152.5,90400,2720,24.347219467163086,4.2232770919799805,2983.5,270.64678955078125,22,0,30.299999237060547,10.050000190734863]
[null,null,null,null,null,null,null,null,null,null,null,null,null,null,null,null,null,null,null,null,null,null,null,null,null,null,null,null,null,null,null,null,null,null,null,null,null,null,null,null,null,110,"H 612x202x134 Kg/m","H","H",null,133.80000305175781,612,202,13,23,170.69999694824219,103000,3180,24.564159393310547,4.3161530494689941,3366.01,314.85150146484375,22,0,30.600000381469727,10.100000381469727]
[null,null,null,null,null,null,null,null,null,null,null,null,null,null,null,null,null,null,null,null,null,null,null,null,null,null,null,null,null,null,null,null,null,null,null,null,null,null,null,null,null,111,"H 692x300x166 Kg/m","H","H",null,165.80000305175781,692,300,13,20,211.5,172000,9020,28.517339706420898,6.5305252075195312,4971.1000000000004,601.33331298828125,28,0,34.599998474121094,15]
[null,null,null,null,null,null,null,null,null,null,null,null,null,null,null,null,null,null,null,null,null,null,null,null,null,null,null,null,null,null,null,null,null,null,null,null,null,null,null,null,null,112,"H 700x300x185 Kg/m","H","H",null,184.80000305175781,700,300,13,24,235.5,201000,10800,29.214780807495117,6.7719922065734863,5742.86,720,28,0,35,15]
[null,null,null,null,null,null,null,null,null,null,null,null,null,null,null,null,null,null,null,null,null,null,null,null,null,null,null,null,null,null,null,null,null,null,null,null,null,null,null,null,null,113,"H 792x300x191 Kg/m","H","H",null,190.80000305175781,792,300,14,22,243.39999389648437,254000,9930,32.304019927978516,6.3872561454772949,6414.14,662,28,0,39.599998474121094,15]
[null,null,null,null,null,null,null,null,null,null,null,null,null,null,null,null,null,null,null,null,null,null,null,null,null,null,null,null,null,null,null,null,null,null,null,null,null,null,null,null,null,114,"H 800x300x210 Kg/m","H","H",null,209.69999694824219,800,300,14,26,267.39999389648437,292000,11700,33.045379638671875,6.6147317886352539,7300,780,28,0,40,15]
[null,null,null,null,null,null,null,null,null,null,null,null,null,null,null,null,null,null,null,null,null,null,null,null,null,null,null,null,null,null,null,null,null,null,null,null,null,null,null,null,null,115,"H 890x299x213 Kg/m","H","H",null,212.69999694824219,890,299,15,23,270.89999389648438,345000,10300,35.686588287353516,6.1661510467529297,7752.81,688.96319580078125,28,0,44.5,14.949999809265137]
[null,null,null,null,null,null,null,null,null,null,null,null,null,null,null,null,null,null,null,null,null,null,null,null,null,null,null,null,null,null,null,null,null,null,null,null,null,null,null,null,null,116,"H 900x300x243 Kg/m","H","H",null,242.69999694824219,900,300,16,28,309.79998779296875,411000,12600,36.423381805419922,6.3774127960205078,9133.33,840,28,0,45,15]
[null,null,null,null,null,null,null,null,null,null,null,null,null,null,null,null,null,null,null,null,null,null,null,null,null,null,null,null,null,null,null,null,null,null,null,null,null,null,null,null,null,117,"H 912x302x286 Kg/m","H","H",null,285.60000610351562,912,302,18,34,364,498000,15700,36.988269805908203,6.5674858093261719,10921.05,1039.7349853515625,28,0,45.599998474121094,15.100000381469727]
[null,null,null,null,null,null,null,null,null,null,null,null,null,null,null,null,null,null,null,null,null,null,null,null,null,null,null,null,null,null,null,null,null,null,null,null,null,null,null,null,null,118,"T 50x100x8.6 Kg/m","TH","T",null,8.6000003814697266,50,100,6,8,10.949999809265137,16.100000381469727,66.900001525878906,1.2100000381469727,2.4700000286102295,4.03,13.399999618530273,10,0,4,5]
[null,null,null,null,null,null,null,null,null,null,null,null,null,null,null,null,null,null,null,null,null,null,null,null,null,null,null,null,null,null,null,null,null,null,null,null,null,null,null,null,null,119,"T 62.5x125x11.9 Kg/m","TH","T",null,11.899999618530273,62.5,125,6.5,9,15.159999847412109,35,147,1.5199999809265137,3.1099998950958252,6.91,23.5,10,0,5.059999942779541,6.25]
[null,null,null,null,null,null,null,null,null,null,null,null,null,null,null,null,null,null,null,null,null,null,null,null,null,null,null,null,null,null,null,null,null,null,null,null,null,null,null,null,null,120,"T 74x100x10.5 Kg/m","TH","T",null,10.5,74,100,6,9,13.420000076293945,51.700000762939453,75.300003051757813,1.9600000381469727,2.369999885559082,8.84,15.100000381469727,11,0,5.8499999046325684,5]
[null,null,null,null,null,null,null,null,null,null,null,null,null,null,null,null,null,null,null,null,null,null,null,null,null,null,null,null,null,null,null,null,null,null,null,null,null,null,null,null,null,121,"T 75x150x15.8 Kg/m","TH","T",null,15.800000190734863,75,150,7,10,20.069999694824219,66.400001525878906,282,1.8200000524520874,3.75,10.8,37.599998474121094,11,0,6.130000114440918,7.5]
[null,null,null,null,null,null,null,null,null,null,null,null,null,null,null,null,null,null,null,null,null,null,null,null,null,null,null,null,null,null,null,null,null,null,null,null,null,null,null,null,null,122,"T 87.5x175x20.1 Kg/m","TH","T",null,20.100000381469727,87.5,175,7.5,11,25.610000610351563,115,492,2.119999885559082,4.380000114440918,15.9,56.200000762939453,12,0,7.1999998092651367,8.75]
[null,null,null,null,null,null,null,null,null,null,null,null,null,null,null,null,null,null,null,null,null,null,null,null,null,null,null,null,null,null,null,null,null,null,null,null,null,null,null,null,null,123,"T 99x99x9.1 Kg/m","TH","T",null,9.1000003814697266,99,99,4.5,7,11.590000152587891,93.800003051757813,56.799999237060547,2.8399999141693115,2.2100000381469727,12.1,11.5,11,0,7.7600002288818359,4.9499998092651367]
[null,null,null,null,null,null,null,null,null,null,null,null,null,null,null,null,null,null,null,null,null,null,null,null,null,null,null,null,null,null,null,null,null,null,null,null,null,null,null,null,null,124,"T 100x100x10.7 Kg/m","TH","T",null,10.699999809265137,100,100,5.5,8,13.579999923706055,114,67,2.9000000953674316,2.2200000286102295,14.8,13.399999618530273,11,0,7.7100000381469727,5]
[null,null,null,null,null,null,null,null,null,null,null,null,null,null,null,null,null,null,null,null,null,null,null,null,null,null,null,null,null,null,null,null,null,null,null,null,null,null,null,null,null,125,"T 97x150x15.3 Kg/m","TH","T",null,15.300000190734863,97,150,6,9,19.510000228881836,125,254,2.5299999713897705,3.6099998950958252,15.8,33.799999237060547,13,0,7.9099998474121094,7.5]
[null,null,null,null,null,null,null,null,null,null,null,null,null,null,null,null,null,null,null,null,null,null,null,null,null,null,null,null,null,null,null,null,null,null,null,null,null,null,null,null,null,126,"T 100x200x24.9 Kg/m","TH","T",null,24.899999618530273,100,200,8,12,31.770000457763672,184,801,2.4100000858306885,5.0199999809265137,22.3,80.099998474121094,13,0,8.2700004577636719,10]
[null,null,null,null,null,null,null,null,null,null,null,null,null,null,null,null,null,null,null,null,null,null,null,null,null,null,null,null,null,null,null,null,null,null,null,null,null,null,null,null,null,127,"T 100x204x28.1 Kg/m","TH","T",null,28.100000381469727,100,204,12,12,35.770000457763672,256,851,2.6700000762939453,4.880000114440918,32.4,83.400001525878906,13,0,7.9099998474121094,10.199999809265137]
[null,null,null,null,null,null,null,null,null,null,null,null,null,null,null,null,null,null,null,null,null,null,null,null,null,null,null,null,null,null,null,null,null,null,null,null,null,null,null,null,null,128,"T 104x202x32.8 Kg/m","TH","T",null,32.799999237060547,104,202,10,16,41.849998474121094,251,1100,2.4500000476837158,5.130000114440918,29.4,109,13,0,8.4899997711181641,10.100000381469727]
[null,null,null,null,null,null,null,null,null,null,null,null,null,null,null,null,null,null,null,null,null,null,null,null,null,null,null,null,null,null,null,null,null,null,null,null,null,null,null,null,null,129,"T 124x124x12.8 Kg/m","TH","T",null,12.800000190734863,124,124,5,8,16.340000152587891,208,127,3.5699999332427979,2.7899999618530273,21.3,20.5,12,0,9.7200002670288086,6.1999998092651367]
[null,null,null,null,null,null,null,null,null,null,null,null,null,null,null,null,null,null,null,null,null,null,null,null,null,null,null,null,null,null,null,null,null,null,null,null,null,null,null,null,null,130,"T 125x125x14.8 Kg/m","TH","T",null,14.800000190734863,125,125,6,9,18.829999923706055,248,147,3.630000114440918,2.7899999618530273,25.6,23.5,12,0,9.7200002670288086,6.25]
[null,null,null,null,null,null,null,null,null,null,null,null,null,null,null,null,null,null,null,null,null,null,null,null,null,null,null,null,null,null,null,null,null,null,null,null,null,null,null,null,null,131,"T 122x175x22.1 Kg/m","TH","T",null,22.100000381469727,122,175,7,11,28.120000839233398,289,492,3.2000000476837158,4.179999828338623,29.1,56.299999237060547,16,0,9.9300003051757813,8.75]
[null,null,null,null,null,null,null,null,null,null,null,null,null,null,null,null,null,null,null,null,null,null,null,null,null,null,null,null,null,null,null,null,null,null,null,null,null,null,null,null,null,132,"T 122x252x32.2 Kg/m","TH","T",null,32.200000762939453,122,252,11,11,41.029998779296875,445,1470,3.2899999618530273,5.9800000190734863,45.3,117,16,0,9.8100004196166992,12.600000381469727]
[null,null,null,null,null,null,null,null,null,null,null,null,null,null,null,null,null,null,null,null,null,null,null,null,null,null,null,null,null,null,null,null,null,null,null,null,null,null,null,null,null,133,"T 124x249x33.2 Kg/m","TH","T",null,33.200000762939453,124,249,8,13,42.349998474121094,364,1670,2.9300000667572021,6.2899999618530273,34.9,134,16,0,10.420000076293945,12.449999809265137]
[null,null,null,null,null,null,null,null,null,null,null,null,null,null,null,null,null,null,null,null,null,null,null,null,null,null,null,null,null,null,null,null,null,null,null,null,null,null,null,null,null,134,"T 125x250x36.2 Kg/m","TH","T",null,36.200000762939453,125,250,9,14,46.090000152587891,412,1820,2.9900000095367432,6.2899999618530273,39.5,146,16,0,10.420000076293945,12.5]
[null,null,null,null,null,null,null,null,null,null,null,null,null,null,null,null,null,null,null,null,null,null,null,null,null,null,null,null,null,null,null,null,null,null,null,null,null,null,null,null,null,135,"T 125x255x41.1 Kg/m","TH","T",null,41,125,255,14,14,52.340000152587891,589,1940,3.3599998950958252,6.0900001525878906,59.4,152,16,0,9.9200000762939453,12.75]
[null,null,null,null,null,null,null,null,null,null,null,null,null,null,null,null,null,null,null,null,null,null,null,null,null,null,null,null,null,null,null,null,null,null,null,null,null,null,null,null,null,136,"T 149x149x16 Kg/m","TH","T",null,16,149,149,5.5,8,20.399999618530273,393,221,4.3899998664855957,3.2899999618530273,33.799999999999997,29.700000762939453,13,0,11.640000343322754,7.4499998092651367]
[null,null,null,null,null,null,null,null,null,null,null,null,null,null,null,null,null,null,null,null,null,null,null,null,null,null,null,null,null,null,null,null,null,null,null,null,null,null,null,null,null,137,"T 150x150x18.4 Kg/m","TH","T",null,18.399999618530273,150,150,6.5,9,23.389999389648438,464,254,4.4499998092651367,3.2899999618530273,40,33.799999237060547,13,0,11.590000152587891,7.5]
[null,null,null,null,null,null,null,null,null,null,null,null,null,null,null,null,null,null,null,null,null,null,null,null,null,null,null,null,null,null,null,null,null,null,null,null,null,null,null,null,null,138,"T 147x200x28.4 Kg/m","TH","T",null,28.399999618530273,147,200,8,12,36.189998626708984,572,802,3.9700000286102295,4.7100000381469727,48.2,80.199996948242188,18,0,11.869999885559082,10]
[null,null,null,null,null,null,null,null,null,null,null,null,null,null,null,null,null,null,null,null,null,null,null,null,null,null,null,null,null,null,null,null,null,null,null,null,null,null,null,null,null,139,"T 149x201x32.7 Kg/m","TH","T",null,32.700000762939453,149,201,9,14,41.680000305175781,662,949,3.9900000095367432,4.7699999809265137,55.2,94.400001525878906,18,0,11.989999771118164,10.050000190734863]
[null,null,null,null,null,null,null,null,null,null,null,null,null,null,null,null,null,null,null,null,null,null,null,null,null,null,null,null,null,null,null,null,null,null,null,null,null,null,null,null,null,140,"T 147x302x42.3 Kg/m","TH","T",null,42.299999237060547,147,302,12,12,53.830001831054688,858,2760,3.9900000095367432,7.1599998474121094,72.3,183,18,0,10.859999656677246,15.100000381469727]
[null,null,null,null,null,null,null,null,null,null,null,null,null,null,null,null,null,null,null,null,null,null,null,null,null,null,null,null,null,null,null,null,null,null,null,null,null,null,null,null,null,141,"T 149x299x43.5 Kg/m","TH","T",null,43.5,149,299,9,14,55.400001525878906,715,3120,3.5899999141693115,7.5100002288818359,57,209,18,0,12.539999961853027,14.949999809265137]
[null,null,null,null,null,null,null,null,null,null,null,null,null,null,null,null,null,null,null,null,null,null,null,null,null,null,null,null,null,null,null,null,null,null,null,null,null,null,null,null,null,142,"T 150x300x47 Kg/m","TH","T",null,47,150,300,10,15,59.889999389648437,798,3380,3.6500000953674316,7.5100002288818359,63.7,225,18,0,12.529999732971191,15]
[null,null,null,null,null,null,null,null,null,null,null,null,null,null,null,null,null,null,null,null,null,null,null,null,null,null,null,null,null,null,null,null,null,null,null,null,null,null,null,null,null,143,"T 150x305x52.9 Kg/m","TH","T",null,52.900001525878906,150,305,15,15,67.389999389648437,1110,3550,4.0500001907348633,7.2600002288818359,92.5,233,18,0,12.970000267028809,15.25]
[null,null,null,null,null,null,null,null,null,null,null,null,null,null,null,null,null,null,null,null,null,null,null,null,null,null,null,null,null,null,null,null,null,null,null,null,null,null,null,null,null,144,"T 152x301x52.9 Kg/m","TH","T",null,52.900001525878906,152,301,11,17,67.410003662109375,903,3870,3.6600000858306885,7.570000171661377,71.400000000000006,257,18,0,12.649999618530273,15.050000190734863]
[null,null,null,null,null,null,null,null,null,null,null,null,null,null,null,null,null,null,null,null,null,null,null,null,null,null,null,null,null,null,null,null,null,null,null,null,null,null,null,null,null,145,"T 173x174x20.7 Kg/m","TH","T",null,20.700000762939453,173,174,6,9,26.340000152587891,679,396,5.0799999237060547,3.880000114440918,50,45.5,14,0,13.590000152587891,8.6999998092651367]
[null,null,null,null,null,null,null,null,null,null,null,null,null,null,null,null,null,null,null,null,null,null,null,null,null,null,null,null,null,null,null,null,null,null,null,null,null,null,null,null,null,146,"T 175x175x24.8 Kg/m","TH","T",null,24.799999237060547,175,175,7,11,31.569999694824219,815,492,5.0799999237060547,3.9500000476837158,59.3,56.200000762939453,14,0,13.75,8.75]
[null,null,null,null,null,null,null,null,null,null,null,null,null,null,null,null,null,null,null,null,null,null,null,null,null,null,null,null,null,null,null,null,null,null,null,null,null,null,null,null,null,147,"T 168x249x34.6 Kg/m","TH","T",null,34.599998474121094,168,249,8,12,44.080001831054688,881,1540,4.4699997901916504,5.9200000762939453,64,124,20,0,13.779999732971191,12.449999809265137]
[null,null,null,null,null,null,null,null,null,null,null,null,null,null,null,null,null,null,null,null,null,null,null,null,null,null,null,null,null,null,null,null,null,null,null,null,null,null,null,null,null,148,"T 170x250x39.8 Kg/m","TH","T",null,39.700000762939453,170,250,9,14,50.759998321533203,1020,1830,4.4800000190734863,6,73.099999999999994,146,20,0,13.909999847412109,12.5]
[null,null,null,null,null,null,null,null,null,null,null,null,null,null,null,null,null,null,null,null,null,null,null,null,null,null,null,null,null,null,null,null,null,null,null,null,null,null,null,null,null,149,"T 169x351x53.1 Kg/m","TH","T",null,53,169,351,13,13,67.629997253417969,1420,4690,4.5900001525878906,8.3299999237060547,104,267,20,0,13.689999580383301,17.549999237060547]
[null,null,null,null,null,null,null,null,null,null,null,null,null,null,null,null,null,null,null,null,null,null,null,null,null,null,null,null,null,null,null,null,null,null,null,null,null,null,null,null,null,150,"T 172x348x57.3 Kg/m","TH","T",null,57.200000762939453,172,348,10,16,73,1230,5620,4.1100001335144043,8.7799997329711914,84.7,323,20,0,14.529999732971191,17.399999618530273]
[null,null,null,null,null,null,null,null,null,null,null,null,null,null,null,null,null,null,null,null,null,null,null,null,null,null,null,null,null,null,null,null,null,null,null,null,null,null,null,null,null,151,"T 172x354x65.4 Kg/m","TH","T",null,65.300003051757812,172,354,16,16,83.319999694824219,1800,5920,4.6500000953674316,8.4300003051757812,131,335,20,0,13.800000190734863,17.700000762939453]
[null,null,null,null,null,null,null,null,null,null,null,null,null,null,null,null,null,null,null,null,null,null,null,null,null,null,null,null,null,null,null,null,null,null,null,null,null,null,null,null,null,152,"T 175x350x68.2 Kg/m","TH","T",null,68.099998474121094,175,350,12,19,86.94000244140625,1520,6790,4.179999828338623,8.8400001525878906,104,388,20,0,14.640000343322754,17.5]
[null,null,null,null,null,null,null,null,null,null,null,null,null,null,null,null,null,null,null,null,null,null,null,null,null,null,null,null,null,null,null,null,null,null,null,null,null,null,null,null,null,153,"T 175x357x77.9 Kg/m","TH","T",null,77.800003051757812,175,357,19,19,99.19000244140625,2200,7220,4.7100000381469727,8.5299997329711914,158,404,20,0,13.909999847412109,17.850000381469727]
[null,null,null,null,null,null,null,null,null,null,null,null,null,null,null,null,null,null,null,null,null,null,null,null,null,null,null,null,null,null,null,null,null,null,null,null,null,null,null,null,null,154,"T 198x199x28.3 Kg/m","TH","T",null,28.299999237060547,198,199,7,11,36.080001831054687,1190,723,5.7600002288818359,4.4800000190734863,76.400000000000006,72.699996948242188,16,0,15.630000114440918,9.9499998092651367]
[null,null,null,null,null,null,null,null,null,null,null,null,null,null,null,null,null,null,null,null,null,null,null,null,null,null,null,null,null,null,null,null,null,null,null,null,null,null,null,null,null,155,"T 200x200x33 Kg/m","TH","T",null,33,200,200,8,13,42.060001373291016,1400,868,5.7600002288818359,4.5399999618530273,88.6,86.800003051757813,16,0,15.770000457763672,10]
[null,null,null,null,null,null,null,null,null,null,null,null,null,null,null,null,null,null,null,null,null,null,null,null,null,null,null,null,null,null,null,null,null,null,null,null,null,null,null,null,null,156,"T 193x299x47.1 Kg/m","TH","T",null,47,193,299,9,14,60.049999237060547,1530,3120,5.0399999618530273,7.2100000381469727,95.5,209,22,0,15.970000267028809,14.949999809265137]
[null,null,null,null,null,null,null,null,null,null,null,null,null,null,null,null,null,null,null,null,null,null,null,null,null,null,null,null,null,null,null,null,null,null,null,null,null,null,null,null,null,157,"T 195x300x53.4 Kg/m","TH","T",null,53.299999237060547,195,300,10,16,67.980003356933594,1730,3600,5.0500001907348633,7.2800002098083496,108,240,22,0,16.090000152587891,15]
[null,null,null,null,null,null,null,null,null,null,null,null,null,null,null,null,null,null,null,null,null,null,null,null,null,null,null,null,null,null,null,null,null,null,null,null,null,null,null,null,null,158,"T 194x402x70 Kg/m","TH","T",null,70,194,402,15,15,89.230003356933594,2480,8130,5.2699999809265137,9.5399999618530273,158,404,22,0,15.699999809265137,20.100000381469727]
[null,null,null,null,null,null,null,null,null,null,null,null,null,null,null,null,null,null,null,null,null,null,null,null,null,null,null,null,null,null,null,null,null,null,null,null,null,null,null,null,null,159,"T 197x398x73.3 Kg/m","TH","T",null,73.300003051757812,197,398,11,18,93.410003662109375,2050,9460,4.679999828338623,10,123,475,22,0,16.690000534057617,19.899999618530273]
[null,null,null,null,null,null,null,null,null,null,null,null,null,null,null,null,null,null,null,null,null,null,null,null,null,null,null,null,null,null,null,null,null,null,null,null,null,null,null,null,null,160,"T 197x405x84.1 Kg/m","TH","T",null,84.099998474121094,197,405,18,18,107.19999694824219,3050,9980,5.3400001525878906,9.6499996185302734,193,493,22,0,15.810000419616699,20.25]
[null,null,null,null,null,null,null,null,null,null,null,null,null,null,null,null,null,null,null,null,null,null,null,null,null,null,null,null,null,null,null,null,null,null,null,null,null,null,null,null,null,161,"T 200x400x85.8 Kg/m","TH","T",null,85.800003051757812,200,400,13,21,109.30000305175781,2480,11200,4.7600002288818359,10.100000381469727,147,560,22,0,16.790000915527344,20]
[null,null,null,null,null,null,null,null,null,null,null,null,null,null,null,null,null,null,null,null,null,null,null,null,null,null,null,null,null,null,null,null,null,null,null,null,null,null,null,null,null,162,"T 200x408x98.4 Kg/m","TH","T",null,98.400001525878906,200,408,21,21,125.30000305175781,3650,11900,5.4000000953674316,9.75,229,584,22,0,15.930000305175781,20.399999618530273]
[null,null,null,null,null,null,null,null,null,null,null,null,null,null,null,null,null,null,null,null,null,null,null,null,null,null,null,null,null,null,null,null,null,null,null,null,null,null,null,null,null,163,"T 207x405x116 Kg/m","TH","T",null,116,207,405,18,28,147.69999694824219,3620,15500,4.9499998092651367,10.199999809265137,213,776,22,0,17.020000457763672,20.25]
[null,null,null,null,null,null,null,null,null,null,null,null,null,null,null,null,null,null,null,null,null,null,null,null,null,null,null,null,null,null,null,null,null,null,null,null,null,null,null,null,null,164,"T 223x199x33.1 Kg/m","TH","T",null,33.099998474121094,223,199,8,12,42.150001525878906,1880,790,6.6700000762939453,4.3299999237060547,109,79.400001525878906,18,0,17.200000762939453,9.9499998092651367]
[null,null,null,null,null,null,null,null,null,null,null,null,null,null,null,null,null,null,null,null,null,null,null,null,null,null,null,null,null,null,null,null,null,null,null,null,null,null,null,null,null,165,"T 225x200x38 Kg/m","TH","T",null,38,225,200,9,14,48.380001068115234,2160,936,6.679999828338623,4.4000000953674316,124,93.599998474121094,18,0,17.350000381469727,10]
[null,null,null,null,null,null,null,null,null,null,null,null,null,null,null,null,null,null,null,null,null,null,null,null,null,null,null,null,null,null,null,null,null,null,null,null,null,null,null,null,null,166,"T 217x300x53 Kg/m","TH","T",null,53,217,299,10,15,67.519996643066406,2350,3350,5.8899998664855957,7.0399999618530273,133,224,24,0,17.659999847412109,14.949999809265137]
[null,null,null,null,null,null,null,null,null,null,null,null,null,null,null,null,null,null,null,null,null,null,null,null,null,null,null,null,null,null,null,null,null,null,null,null,null,null,null,null,null,167,"T 220x300x61.8 Kg/m","TH","T",null,61.799999237060547,220,300,11,18,78.69000244140625,2680,4060,5.8400001525878906,7.679999828338623,149,270,24,0,17.950000762939453,15]
[null,null,null,null,null,null,null,null,null,null,null,null,null,null,null,null,null,null,null,null,null,null,null,null,null,null,null,null,null,null,null,null,null,null,null,null,null,null,null,null,null,168,"T 248x199x39.7 Kg/m","TH","T",null,39.599998474121094,248,199,9,14,50.639999389648438,2840,922,7.4899997711181641,4.2699999809265137,150,92.599998474121094,20,0,18.899999618530273,9.9499998092651367]
[null,null,null,null,null,null,null,null,null,null,null,null,null,null,null,null,null,null,null,null,null,null,null,null,null,null,null,null,null,null,null,null,null,null,null,null,null,null,null,null,null,169,"T 250x200x44.8 Kg/m","TH","T",null,44.700000762939453,250,200,10,16,57.119998931884766,3210,1070,7.5,4.3299999237060547,169,107,20,0,19.040000915527344,10]
[null,null,null,null,null,null,null,null,null,null,null,null,null,null,null,null,null,null,null,null,null,null,null,null,null,null,null,null,null,null,null,null,null,null,null,null,null,null,null,null,null,170,"T 253x201x51.5 Kg/m","TH","T",null,51.400001525878906,253,201,11,19,65.650001525878906,3670,1290,7.4800000190734863,4.429999828338623,190,128,20,0,19.350000381469727,10.050000190734863]
[null,null,null,null,null,null,null,null,null,null,null,null,null,null,null,null,null,null,null,null,null,null,null,null,null,null,null,null,null,null,null,null,null,null,null,null,null,null,null,null,null,171,"T 241x300x57.1 Kg/m","TH","T",null,57,241,300,11,15,72.760002136230469,3420,3380,6.8499999046325684,6.820000171661377,178,225,26,0,19.180000305175781,15]
[null,null,null,null,null,null,null,null,null,null,null,null,null,null,null,null,null,null,null,null,null,null,null,null,null,null,null,null,null,null,null,null,null,null,null,null,null,null,null,null,null,172,"T 244x300x64.2 Kg/m","TH","T",null,64.099998474121094,244,300,11,18,81.760002136230469,3620,4060,6.6599998474121094,7.070000171661377,184,70,26,0,19.739999771118164,15]
[null,null,null,null,null,null,null,null,null,null,null,null,null,null,null,null,null,null,null,null,null,null,null,null,null,null,null,null,null,null,null,null,null,null,null,null,null,null,null,null,null,173,"T 298x199x47.3 Kg/m","TH","T",null,47.200000762939453,298,199,10,15,60.229999542236328,5190,989,9.2899999618530273,4.0500001907348633,236,99.400001525878906,22,0,22.010000228881836,9.9499998092651367]
[null,null,null,null,null,null,null,null,null,null,null,null,null,null,null,null,null,null,null,null,null,null,null,null,null,null,null,null,null,null,null,null,null,null,null,null,null,null,null,null,null,174,"T 300x200x52.8 Kg/m","TH","T",null,52.700000762939453,300,200,11,17,67.209999084472656,5810,1140,9.3000001907348633,4.119999885559082,262,114,22,0,22.159999847412109,10]
[null,null,null,null,null,null,null,null,null,null,null,null,null,null,null,null,null,null,null,null,null,null,null,null,null,null,null,null,null,null,null,null,null,null,null,null,null,null,null,null,null,175,"T 303x201x59.8 Kg/m","TH","T",null,59.700000762939453,303,201,12,20,76.239997863769531,6570,1360,9.2799997329711914,4.2199997901916504,292,135,22,0,22.510000228881836,10.050000190734863]
[null,null,null,null,null,null,null,null,null,null,null,null,null,null,null,null,null,null,null,null,null,null,null,null,null,null,null,null,null,null,null,null,null,null,null,null,null,null,null,null,null,176,"T 306x202x67 Kg/m","TH","T",null,66.900001525878906,306,202,13,23,85.330001831054688,7340,1590,9.2700004577636719,4.309999942779541,322,157,22,0,22.809999465942383,10.100000381469727]
[null,null,null,null,null,null,null,null,null,null,null,null,null,null,null,null,null,null,null,null,null,null,null,null,null,null,null,null,null,null,null,null,null,null,null,null,null,null,null,null,null,177,"T 291x300x68.5 Kg/m","TH","T",null,68.400001525878906,291,300,12,17,87.239997863769531,6360,3830,8.5399999618530273,6.630000114440918,280,256,28,0,22.709999084472656,15]
[null,null,null,null,null,null,null,null,null,null,null,null,null,null,null,null,null,null,null,null,null,null,null,null,null,null,null,null,null,null,null,null,null,null,null,null,null,null,null,null,null,178,"T 294x300x75.6 Kg/m","TH","T",null,75.5,294,300,12,20,96.239997863769531,6710,4510,8.3500003814697266,6.8499999046325684,288,301,28,0,23.319999694824219,15]
[null,null,null,null,null,null,null,null,null,null,null,null,null,null,null,null,null,null,null,null,null,null,null,null,null,null,null,null,null,null,null,null,null,null,null,null,null,null,null,null,null,179,"T 297x302x87.3 Kg/m","TH","T",null,87.199996948242188,297,302,14,23,111.19999694824219,7920,5290,8.4399995803833008,6.9000000953674316,339,350,28,0,23.370000839233398,15.100000381469727]
[null,null,null,null,null,null,null,null,null,null,null,null,null,null,null,null,null,null,null,null,null,null,null,null,null,null,null,null,null,null,null,null,null,null,null,null,null,null,null,null,null,180,"T 346x300x83 Kg/m","TH","T",null,82.900001525878906,346,300,13,20,105.69999694824219,11300,4510,10.300000190734863,6.5300002098083496,425,301,28,0,26.610000610351562,15]
[null,null,null,null,null,null,null,null,null,null,null,null,null,null,null,null,null,null,null,null,null,null,null,null,null,null,null,null,null,null,null,null,null,null,null,null,null,null,null,null,null,181,"T 350x300x92.4 Kg/m","TH","T",null,92.300003051757813,350,300,13,24,117.69999694824219,12000,5410,10.100000381469727,6.7800002098083496,438,361,28,0,27.450000762939453,15]
[null,null,null,null,null,null,null,null,null,null,null,null,null,null,null,null,null,null,null,null,null,null,null,null,null,null,null,null,null,null,null,null,null,null,null,null,null,null,null,null,null,182,"T 396x300x95.6 Kg/m","TH","T",null,95.5,396,300,14,22,121.69999694824219,17100,4960,12.100000381469727,6.380000114440918,593,331,28,0,29.940000534057617,15]
[null,null,null,null,null,null,null,null,null,null,null,null,null,null,null,null,null,null,null,null,null,null,null,null,null,null,null,null,null,null,null,null,null,null,null,null,null,null,null,null,null,183,"T 400x300x105 Kg/m","TH","T",null,104.90000152587891,400,300,14,26,133.69999694824219,18800,5860,11.899999618530273,6.619999885559082,610,391,28,0,30.819999694824219,15]
[null,null,null,null,null,null,null,null,null,null,null,null,null,null,null,null,null,null,null,null,null,null,null,null,null,null,null,null,null,null,null,null,null,null,null,null,null,null,null,null,null,184,"EL 25x25x1.12 Kg/m","EL","L",null,1.1000000238418579,25,25,3,3,1.4270000457763672,0.80000001192092896,0.80000001192092896,0.74699997901916504,0.74699997901916504,0.45,0.44800001382827759,4,2,0.71899998188018799,0.71899998188018799]
[null,null,null,null,null,null,null,null,null,null,null,null,null,null,null,null,null,null,null,null,null,null,null,null,null,null,null,null,null,null,null,null,null,null,null,null,null,null,null,null,null,185,"EL 25x25x1.77 Kg/m","EL","L",null,1.7999999523162842,25,25,5,5,2.2599999904632568,1.2000000476837158,1.2000000476837158,0.73000001907348633,0.73000001907348633,0.71,0.70999997854232788,3.5,2.4000000953674316,0.80000001192092896,0.80000001192092896]
[null,null,null,null,null,null,null,null,null,null,null,null,null,null,null,null,null,null,null,null,null,null,null,null,null,null,null,null,null,null,null,null,null,null,null,null,null,null,null,null,null,186,"EL 30x30x1.36 Kg/m","EL","L",null,1.3999999761581421,30,30,3,3,1.7269999980926514,1.3999999761581421,1.4199999570846558,0.90799999237060547,0.90799999237060547,0.66,0.66100001335144043,4,2,0.84399998188018799,0.84399998188018799]
[null,null,null,null,null,null,null,null,null,null,null,null,null,null,null,null,null,null,null,null,null,null,null,null,null,null,null,null,null,null,null,null,null,null,null,null,null,null,null,null,null,187,"EL 30x30x2.18 Kg/m","EL","L",null,2.2000000476837158,30,30,5,5,2.7799999713897705,2.2000000476837158,2.1600000858306885,0.87999999523162842,0.87999999523162842,1.04,1.0099999904632568,5,2.4000000953674316,0.92000001668930054,0.92000001668930054]
[null,null,null,null,null,null,null,null,null,null,null,null,null,null,null,null,null,null,null,null,null,null,null,null,null,null,null,null,null,null,null,null,null,null,null,null,null,null,null,null,null,188,"EL 40x40x1.83 Kg/m","EL","L",null,1.7999999523162842,40,40,3,3,2.3359999656677246,3.5,3.5299999713897705,1.2300000190734863,1.2300000190734863,1.21,1.2100000381469727,4.5,2,1.0900000333786011,1.0900000333786011]
[null,null,null,null,null,null,null,null,null,null,null,null,null,null,null,null,null,null,null,null,null,null,null,null,null,null,null,null,null,null,null,null,null,null,null,null,null,null,null,null,null,189,"EL 40x40x2.42 Kg/m","EL","L",null,2.4000000953674316,40,40,4,4,3.0799999237060547,4.5,4.4699997901916504,1.2100000381469727,1.2100000381469727,1.55,1.5499999523162842,6,2.4000000953674316,1.1200000047683716,1.1200000047683716]
[null,null,null,null,null,null,null,null,null,null,null,null,null,null,null,null,null,null,null,null,null,null,null,null,null,null,null,null,null,null,null,null,null,null,null,null,null,null,null,null,null,190,"EL 40x40x2.95 Kg/m","EL","L",null,2.9000000953674316,40,40,5,5,3.755000114440918,5.4000000953674316,5.4200000762939453,1.2000000476837158,1.2000000476837158,1.91,1.9099999666213989,4.5,3,1.1699999570846558,1.1699999570846558]
[null,null,null,null,null,null,null,null,null,null,null,null,null,null,null,null,null,null,null,null,null,null,null,null,null,null,null,null,null,null,null,null,null,null,null,null,null,null,null,null,null,191,"EL 40x40x3.52 Kg/m","EL","L",null,3.5,40,40,6,6,4.4800000190734863,6.3000001907348633,6.309999942779541,1.190000057220459,1.190000057220459,2.2599999999999998,2.2599999904632568,6,2.4000000953674316,1.2000000476837158,1.2000000476837158]
[null,null,null,null,null,null,null,null,null,null,null,null,null,null,null,null,null,null,null,null,null,null,null,null,null,null,null,null,null,null,null,null,null,null,null,null,null,null,null,null,null,192,"EL 45x45x2.74 Kg/m","EL","L",null,2.7000000476837158,45,45,4,4,3.4920001029968262,6.5,6.5,1.3600000143051147,1.3600000143051147,2,2,6.5,3,1.2400000095367432,1.2400000095367432]
[null,null,null,null,null,null,null,null,null,null,null,null,null,null,null,null,null,null,null,null,null,null,null,null,null,null,null,null,null,null,null,null,null,null,null,null,null,null,null,null,null,193,"EL 45x45x3.38 Kg/m","EL","L",null,3.4000000953674316,45,45,5,5,4.3020000457763672,7.9000000953674316,7.9099998474121094,1.3600000143051147,1.3600000143051147,2.46,2.4600000381469727,6.5,3,1.2799999713897705,1.2799999713897705]
[null,null,null,null,null,null,null,null,null,null,null,null,null,null,null,null,null,null,null,null,null,null,null,null,null,null,null,null,null,null,null,null,null,null,null,null,null,null,null,null,null,194,"EL 50x50x2.33 Kg/m","EL","L",null,2.2999999523162842,50,50,3,3,2.9600000381469727,6.9000000953674316,6.8600001335144043,1.5199999809265137,1.5199999809265137,1.86,1.8600000143051147,7,2.4000000953674316,1.309999942779541,1.309999942779541]
[null,null,null,null,null,null,null,null,null,null,null,null,null,null,null,null,null,null,null,null,null,null,null,null,null,null,null,null,null,null,null,null,null,null,null,null,null,null,null,null,null,195,"EL 50x50x3.06 Kg/m","EL","L",null,3.0999999046325684,50,50,4,4,3.8919999599456787,9.1000003814697266,9.0600004196166992,1.5299999713897705,1.5299999713897705,2.4900000000000002,2.4900000095367432,6.5,3,1.3700000047683716,1.3700000047683716]
[null,null,null,null,null,null,null,null,null,null,null,null,null,null,null,null,null,null,null,null,null,null,null,null,null,null,null,null,null,null,null,null,null,null,null,null,null,null,null,null,null,196,"EL 50x50x3.77 Kg/m","EL","L",null,3.7999999523162842,50,50,5,5,4.8020000457763672,11.100000381469727,11.100000381469727,1.5199999809265137,1.5199999809265137,3.08,3.0799999237060547,6.5,3,1.4099999666213989,1.4099999666213989]
[null,null,null,null,null,null,null,null,null,null,null,null,null,null,null,null,null,null,null,null,null,null,null,null,null,null,null,null,null,null,null,null,null,null,null,null,null,null,null,null,null,197,"EL 50x50x4.43 Kg/m","EL","L",null,4.4000000953674316,50,50,6,6,5.6440000534057617,12.600000381469727,12.600000381469727,1.5,1.5,3.55,3.5499999523162842,6.5,4.5,1.440000057220459,1.440000057220459]
[null,null,null,null,null,null,null,null,null,null,null,null,null,null,null,null,null,null,null,null,null,null,null,null,null,null,null,null,null,null,null,null,null,null,null,null,null,null,null,null,null,198,"EL 60x60x3.68 Kg/m","EL","L",null,3.7000000476837158,60,60,4,4,4.6919999122619629,16,16,1.8500000238418579,1.8500000238418579,3.66,3.6600000858306885,6.5,3,1.6100000143051147,1.6100000143051147]
[null,null,null,null,null,null,null,null,null,null,null,null,null,null,null,null,null,null,null,null,null,null,null,null,null,null,null,null,null,null,null,null,null,null,null,null,null,null,null,null,null,199,"EL 60x60x4.55 Kg/m","EL","L",null,4.5,60,60,5,5,5.8020000457763672,19.600000381469727,19.600000381469727,1.8400000333786011,1.8400000333786011,4.5199999999999996,4.5199999809265137,6.5,3,1.6599999666213989,1.6599999666213989]
[null,null,null,null,null,null,null,null,null,null,null,null,null,null,null,null,null,null,null,null,null,null,null,null,null,null,null,null,null,null,null,null,null,null,null,null,null,null,null,null,null,200,"EL 65x65x5 Kg/m","EL","L",null,5,65,65,5,5,6.3670001029968262,25.299999237060547,25.299999237060547,1.9900000095367432,1.9900000095367432,5.35,5.3499999046325684,8.5,3,1.7699999809265137,1.7699999809265137]
[null,null,null,null,null,null,null,null,null,null,null,null,null,null,null,null,null,null,null,null,null,null,null,null,null,null,null,null,null,null,null,null,null,null,null,null,null,null,null,null,null,201,"EL 65x65x5.91 Kg/m","EL","L",null,5.9000000953674316,65,65,6,6,7.5269999504089355,29.399999618530273,29.399999618530273,1.9800000190734863,1.9800000190734863,6.26,6.2600002288818359,8.5,4,1.809999942779541,1.809999942779541]
[null,null,null,null,null,null,null,null,null,null,null,null,null,null,null,null,null,null,null,null,null,null,null,null,null,null,null,null,null,null,null,null,null,null,null,null,null,null,null,null,null,202,"EL 65x65x7.66 Kg/m","EL","L",null,7.6999998092651367,65,65,8,8,9.7609996795654297,36.799999237060547,36.799999237060547,1.940000057220459,1.940000057220459,7.96,7.9600000381469727,8.5,6,1.8799999952316284,1.8799999952316284]
[null,null,null,null,null,null,null,null,null,null,null,null,null,null,null,null,null,null,null,null,null,null,null,null,null,null,null,null,null,null,null,null,null,null,null,null,null,null,null,null,null,203,"EL 70x70x6.38 Kg/m","EL","L",null,6.4000000953674316,70,70,6,6,8.1269998550415039,37.099998474121094,37.099998474121094,2.1400001049041748,2.1400001049041748,7.33,7.3299999237060547,8.5,4,1.9299999475479126,1.9299999475479126]
[null,null,null,null,null,null,null,null,null,null,null,null,null,null,null,null,null,null,null,null,null,null,null,null,null,null,null,null,null,null,null,null,null,null,null,null,null,null,null,null,null,204,"EL 75x75x6.85 Kg/m","EL","L",null,6.8000001907348633,75,75,6,6,8.7270002365112305,46.099998474121094,46.099998474121094,2.2999999523162842,2.2999999523162842,8.4700000000000006,8.4700002670288086,8.5,4,2.059999942779541,2.059999942779541]
[null,null,null,null,null,null,null,null,null,null,null,null,null,null,null,null,null,null,null,null,null,null,null,null,null,null,null,null,null,null,null,null,null,null,null,null,null,null,null,null,null,205,"EL 75x75x9.96 Kg/m","EL","L",null,9.8999996185302734,75,75,9,9,12.689999580383301,64.400001525878906,64.400001525878906,2.25,2.25,12.1,12.100000381469727,8.5,6,2.1700000762939453,2.1700000762939453]
[null,null,null,null,null,null,null,null,null,null,null,null,null,null,null,null,null,null,null,null,null,null,null,null,null,null,null,null,null,null,null,null,null,null,null,null,null,null,null,null,null,206,"EL 75x75x13 Kg/m","EL","L",null,13,75,75,12,12,16.559999465942383,81.900001525878906,81.900001525878906,2.2200000286102295,2.2200000286102295,15.7,15.699999809265137,8.5,6,2.2899999618530273,2.2899999618530273]
[null,null,null,null,null,null,null,null,null,null,null,null,null,null,null,null,null,null,null,null,null,null,null,null,null,null,null,null,null,null,null,null,null,null,null,null,null,null,null,null,null,207,"EL 80x80x7.32 Kg/m","EL","L",null,7.3000001907348633,80,80,6,6,9.3269996643066406,56.400001525878906,56.400001525878906,2.4600000381469727,2.4600000381469727,9.6999999999999993,9.6999998092651367,8.5,4,2.1800000667572021,2.1800000667572021]
[null,null,null,null,null,null,null,null,null,null,null,null,null,null,null,null,null,null,null,null,null,null,null,null,null,null,null,null,null,null,null,null,null,null,null,null,null,null,null,null,null,208,"EL 90x90x8.28 Kg/m","EL","L",null,8.3000001907348633,90,90,6,6,10.550000190734863,80.699996948242188,80.699996948242188,2.7699999809265137,2.7699999809265137,12.3,12.300000190734863,10,5,2.4200000762939453,2.4200000762939453]
[null,null,null,null,null,null,null,null,null,null,null,null,null,null,null,null,null,null,null,null,null,null,null,null,null,null,null,null,null,null,null,null,null,null,null,null,null,null,null,null,null,209,"EL 90x90x9.59 Kg/m","EL","L",null,9.6000003814697266,90,90,7,7,12.220000267028809,93,93,2.7599999904632568,2.7599999904632568,14.2,14.199999809265137,10,5,2.4600000381469727,2.4600000381469727]
[null,null,null,null,null,null,null,null,null,null,null,null,null,null,null,null,null,null,null,null,null,null,null,null,null,null,null,null,null,null,null,null,null,null,null,null,null,null,null,null,null,210,"EL 90x90x13.3 Kg/m","EL","L",null,13.300000190734863,90,90,10,10,17,125,125,2.7100000381469727,2.7100000381469727,19.5,19.5,10,7,2.5699999332427979,2.5699999332427979]
[null,null,null,null,null,null,null,null,null,null,null,null,null,null,null,null,null,null,null,null,null,null,null,null,null,null,null,null,null,null,null,null,null,null,null,null,null,null,null,null,null,211,"EL 90x90x15.9 Kg/m","EL","L",null,15.899999618530273,90,90,12,12,20.299999237060547,148,148,2.7000000476837158,2.7000000476837158,23.3,23.299999237060547,11,4.8000001907348633,2.6600000858306885,2.6600000858306885]
[null,null,null,null,null,null,null,null,null,null,null,null,null,null,null,null,null,null,null,null,null,null,null,null,null,null,null,null,null,null,null,null,null,null,null,null,null,null,null,null,null,212,"EL 90x90x17 Kg/m","EL","L",null,17,90,90,13,13,21.709999084472656,156,156,2.6800000667572021,2.6800000667572021,24.8,24.799999237060547,10,7,2.690000057220459,2.690000057220459]
[null,null,null,null,null,null,null,null,null,null,null,null,null,null,null,null,null,null,null,null,null,null,null,null,null,null,null,null,null,null,null,null,null,null,null,null,null,null,null,null,null,213,"EL 100x100x10.7 Kg/m","EL","L",null,10.699999809265137,100,100,7,7,13.619999885559082,129,129,3.0799999237060547,3.0799999237060547,17.7,17.700000762939453,10,5,2.7100000381469727,2.7100000381469727]
[null,null,null,null,null,null,null,null,null,null,null,null,null,null,null,null,null,null,null,null,null,null,null,null,null,null,null,null,null,null,null,null,null,null,null,null,null,null,null,null,null,214,"EL 100x100x14.9 Kg/m","EL","L",null,14.899999618530273,100,100,10,10,19,175,175,3.0399999618530273,3.0399999618530273,24.4,24.399999618530273,10,7,2.8199999332427979,2.8199999332427979]
[null,null,null,null,null,null,null,null,null,null,null,null,null,null,null,null,null,null,null,null,null,null,null,null,null,null,null,null,null,null,null,null,null,null,null,null,null,null,null,null,null,215,"EL 100x100x17.8 Kg/m","EL","L",null,17.799999237060547,100,100,12,12,22.700000762939453,207,207,3.0199999809265137,3.0199999809265137,29.1,29.100000381469727,12,4.8000001907348633,2.9000000953674316,2.9000000953674316]
[null,null,null,null,null,null,null,null,null,null,null,null,null,null,null,null,null,null,null,null,null,null,null,null,null,null,null,null,null,null,null,null,null,null,null,null,null,null,null,null,null,216,"EL 100x100x19.1 Kg/m","EL","L",null,19.100000381469727,100,100,13,13,24.309999465942383,220,220,3,3,31.1,31.100000381469727,10,7,2.940000057220459,2.940000057220459]
[null,null,null,null,null,null,null,null,null,null,null,null,null,null,null,null,null,null,null,null,null,null,null,null,null,null,null,null,null,null,null,null,null,null,null,null,null,null,null,null,null,217,"EL 120x120x14.7 Kg/m","EL","L",null,14.699999809265137,120,120,8,8,18.760000228881836,258,258,3.7100000381469727,3.7100000381469727,29.5,29.5,12,5,3.2400000095367432,3.2400000095367432]
[null,null,null,null,null,null,null,null,null,null,null,null,null,null,null,null,null,null,null,null,null,null,null,null,null,null,null,null,null,null,null,null,null,null,null,null,null,null,null,null,null,218,"EL 130x130x17.9 Kg/m","EL","L",null,17.899999618530273,130,130,9,9,22.739999771118164,366,366,4.0100002288818359,4.0100002288818359,38.700000000000003,38.700000762939453,12,6,3.5299999713897705,3.5299999713897705]
[null,null,null,null,null,null,null,null,null,null,null,null,null,null,null,null,null,null,null,null,null,null,null,null,null,null,null,null,null,null,null,null,null,null,null,null,null,null,null,null,null,219,"EL 130x130x23.4 Kg/m","EL","L",null,23.399999618530273,130,130,12,12,29.760000228881836,467,467,3.9600000381469727,3.9600000381469727,49.9,49.900001525878906,12,8.5,3.6400001049041748,3.6400001049041748]
[null,null,null,null,null,null,null,null,null,null,null,null,null,null,null,null,null,null,null,null,null,null,null,null,null,null,null,null,null,null,null,null,null,null,null,null,null,null,null,null,null,220,"EL 130x130x28.8 Kg/m","EL","L",null,28.799999237060547,130,130,15,15,36.75,568,568,3.9300000667572021,3.9300000667572021,61.5,61.5,12,8.5,3.7599999904632568,3.7599999904632568]
[null,null,null,null,null,null,null,null,null,null,null,null,null,null,null,null,null,null,null,null,null,null,null,null,null,null,null,null,null,null,null,null,null,null,null,null,null,null,null,null,null,221,"EL 150x150x27.3 Kg/m","EL","L",null,27.299999237060547,150,150,12,12,34.770000457763672,740,740,4.6100001335144043,4.6100001335144043,68.099999999999994,68.099998474121094,14,7,4.1399998664855957,4.1399998664855957]
[null,null,null,null,null,null,null,null,null,null,null,null,null,null,null,null,null,null,null,null,null,null,null,null,null,null,null,null,null,null,null,null,null,null,null,null,null,null,null,null,null,222,"EL 150x150x33.6 Kg/m","EL","L",null,33.599998474121094,150,150,15,15,42.740001678466797,888,888,4.559999942779541,4.559999942779541,82.6,82.599998474121094,14,10,4.2399997711181641,4.2399997711181641]
[null,null,null,null,null,null,null,null,null,null,null,null,null,null,null,null,null,null,null,null,null,null,null,null,null,null,null,null,null,null,null,null,null,null,null,null,null,null,null,null,null,223,"EL 150x150x41.9 Kg/m","EL","L",null,41.799999237060547,150,150,19,19,53.380001068115234,1090,1090,4.5199999809265137,4.5199999809265137,103,103,14,10,4.4000000953674316,4.4000000953674316]
[null,null,null,null,null,null,null,null,null,null,null,null,null,null,null,null,null,null,null,null,null,null,null,null,null,null,null,null,null,null,null,null,null,null,null,null,null,null,null,null,null,224,"EL 175x175x31.8 Kg/m","EL","L",null,31.799999237060547,175,175,12,12,40.520000457763672,1170,1170,5.380000114440918,5.380000114440918,91.8,91.800003051757813,15,11,4.7300000190734863,4.7300000190734863]
[null,null,null,null,null,null,null,null,null,null,null,null,null,null,null,null,null,null,null,null,null,null,null,null,null,null,null,null,null,null,null,null,null,null,null,null,null,null,null,null,null,225,"EL 175x175x39.4 Kg/m","EL","L",null,39.299999237060547,175,175,15,15,50.209999084472656,1440,1440,5.3499999046325684,5.3499999046325684,114,114,15,11,4.8499999046325684,4.8499999046325684]
[null,null,null,null,null,null,null,null,null,null,null,null,null,null,null,null,null,null,null,null,null,null,null,null,null,null,null,null,null,null,null,null,null,null,null,null,null,null,null,null,null,226,"EL 200x200x45.3 Kg/m","EL","L",null,45.200000762939453,200,200,15,15,57.75,2180,2180,6.1399998664855957,6.1399998664855957,150,150,17,12,5.4600000381469727,5.4600000381469727]
[null,null,null,null,null,null,null,null,null,null,null,null,null,null,null,null,null,null,null,null,null,null,null,null,null,null,null,null,null,null,null,null,null,null,null,null,null,null,null,null,null,227,"EL 200x200x59.7 Kg/m","EL","L",null,59.599998474121094,200,200,20,20,76,2820,2820,6.0900001525878906,6.0900001525878906,197,197,17,12,5.6700000762939453,5.6700000762939453]
[null,null,null,null,null,null,null,null,null,null,null,null,null,null,null,null,null,null,null,null,null,null,null,null,null,null,null,null,null,null,null,null,null,null,null,null,null,null,null,null,null,228,"EL 200x200x73.6 Kg/m","EL","L",null,73.5,200,200,25,25,93.75,3420,3420,6.0399999618530273,6.0399999618530273,242,242,17,12,5.8600001335144043,5.8600001335144043]
[null,null,null,null,null,null,null,null,null,null,null,null,null,null,null,null,null,null,null,null,null,null,null,null,null,null,null,null,null,null,null,null,null,null,null,null,null,null,null,null,null,229,"EL 250x250x93.7 Kg/m","EL","L",null,93.599998474121094,250,250,25,25,119.40000152587891,6950,6950,7.630000114440918,7.630000114440918,388,388,24,12,7.0999999046325684,7.0999999046325684]
[null,null,null,null,null,null,null,null,null,null,null,null,null,null,null,null,null,null,null,null,null,null,null,null,null,null,null,null,null,null,null,null,null,null,null,null,null,null,null,null,null,230,"EL 250x250x128 Kg/m","EL","L",null,127.80000305175781,250,250,35,35,162.60000610351562,9110,9110,7.4899997711181641,7.4899997711181641,519,519,24,18,7.4499998092651367,7.4499998092651367]
[null,null,null,null,null,null,null,null,null,null,null,null,null,null,null,null,null,null,null,null,null,null,null,null,null,null,null,null,null,null,null,null,null,null,null,null,null,null,null,null,null,231,"UL 90x75x11 Kg/m","UL","L",null,11,90,75,9,9,14.039999961853027,109,68.099998474121094,2.7799999713897705,2.2000000476837158,17.399999999999999,12.399999618530273,8.5,6,2.75,2]
[null,null,null,null,null,null,null,null,null,null,null,null,null,null,null,null,null,null,null,null,null,null,null,null,null,null,null,null,null,null,null,null,null,null,null,null,null,null,null,null,null,232,"UL 100x75x9.32 Kg/m","UL","L",null,9.3000001907348633,100,75,7,7,11.869999885559082,118,56.900001525878906,3.1500000953674316,2.190000057220459,17,10,10,5,3.059999942779541,1.8300000429153442]
[null,null,null,null,null,null,null,null,null,null,null,null,null,null,null,null,null,null,null,null,null,null,null,null,null,null,null,null,null,null,null,null,null,null,null,null,null,null,null,null,null,233,"UL 100x75x13 Kg/m","UL","L",null,13,100,75,10,10,16.5,159,76.099998474121094,3.1099998950958252,2.1500000953674316,23.3,13.699999809265137,10,7,3.1700000762939453,1.940000057220459]
[null,null,null,null,null,null,null,null,null,null,null,null,null,null,null,null,null,null,null,null,null,null,null,null,null,null,null,null,null,null,null,null,null,null,null,null,null,null,null,null,null,234,"UL 125x75x10.7 Kg/m","UL","L",null,10.699999809265137,125,75,7,7,13.619999885559082,219,60.400001525878906,4.0100002288818359,2.1099998950958252,26.1,10.300000190734863,10,5,4.0999999046325684,1.6399999856948853]
[null,null,null,null,null,null,null,null,null,null,null,null,null,null,null,null,null,null,null,null,null,null,null,null,null,null,null,null,null,null,null,null,null,null,null,null,null,null,null,null,null,235,"UL 125x75x14.9 Kg/m","UL","L",null,14.899999618530273,125,75,10,10,19,299,80.800003051757813,3.9600000381469727,2.059999942779541,36.1,14.100000381469727,10,7,4.2199997901916504,1.75]
[null,null,null,null,null,null,null,null,null,null,null,null,null,null,null,null,null,null,null,null,null,null,null,null,null,null,null,null,null,null,null,null,null,null,null,null,null,null,null,null,null,236,"UL 125x75x19.1 Kg/m","UL","L",null,19.100000381469727,125,75,13,13,24.309999465942383,376,101,3.9300000667572021,2.0399999618530273,46.1,17.899999618530273,10,7,4.3499999046325684,1.8700000047683716]
[null,null,null,null,null,null,null,null,null,null,null,null,null,null,null,null,null,null,null,null,null,null,null,null,null,null,null,null,null,null,null,null,null,null,null,null,null,null,null,null,null,237,"UL 125x90x16.1 Kg/m","UL","L",null,16.100000381469727,125,90,10,10,20.5,318,138,3.940000057220459,2.5899999141693115,37.200000000000003,20.299999237060547,10,7,3.9500000476837158,2.2200000286102295]
[null,null,null,null,null,null,null,null,null,null,null,null,null,null,null,null,null,null,null,null,null,null,null,null,null,null,null,null,null,null,null,null,null,null,null,null,null,null,null,null,null,238,"UL 125x90x20.6 Kg/m","UL","L",null,20.600000381469727,125,90,13,13,26.260000228881836,401,173,3.9100000858306885,2.5699999332427979,47.5,25.899999618530273,10,7,4.070000171661377,2.3399999141693115]
[null,null,null,null,null,null,null,null,null,null,null,null,null,null,null,null,null,null,null,null,null,null,null,null,null,null,null,null,null,null,null,null,null,null,null,null,null,null,null,null,null,239,"UL 150x90x16.4 Kg/m","UL","L",null,16.399999618530273,150,90,9,9,20.940000534057617,485,133,4.809999942779541,2.5199999809265137,48.2,19,12,6,4.9499998092651367,1.9900000095367432]
[null,null,null,null,null,null,null,null,null,null,null,null,null,null,null,null,null,null,null,null,null,null,null,null,null,null,null,null,null,null,null,null,null,null,null,null,null,null,null,null,null,240,"UL 150x90x21.5 Kg/m","UL","L",null,21.5,150,90,12,12,27.360000610351563,619,167,4.7600002288818359,2.4700000286102295,62.3,24.299999237060547,12,8.5,5.070000171661377,2.0999999046325684]
[null,null,null,null,null,null,null,null,null,null,null,null,null,null,null,null,null,null,null,null,null,null,null,null,null,null,null,null,null,null,null,null,null,null,null,null,null,null,null,null,null,241,"UL 150x100x17.1 Kg/m","UL","L",null,17.100000381469727,150,100,9,9,21.840000152587891,502,181,4.7899999618530273,2.880000114440918,49.1,23.5,12,6,4.7600002288818359,2.2999999523162842]
[null,null,null,null,null,null,null,null,null,null,null,null,null,null,null,null,null,null,null,null,null,null,null,null,null,null,null,null,null,null,null,null,null,null,null,null,null,null,null,null,null,242,"UL 150x100x22.4 Kg/m","UL","L",null,22.399999618530273,150,100,12,12,28.559999465942383,642,228,4.7399997711181641,2.8299999237060547,63.4,30.100000381469727,12,8.5,4.880000114440918,2.4100000858306885]
[null,null,null,null,null,null,null,null,null,null,null,null,null,null,null,null,null,null,null,null,null,null,null,null,null,null,null,null,null,null,null,null,null,null,null,null,null,null,null,null,null,243,"UL 150x100x27.7 Kg/m","UL","L",null,27.700000762939453,150,100,15,15,35.25,782,276,4.7100000381469727,2.7999999523162842,78.2,37,12,8.5,5,2.5299999713897705]
[null,null,null,null,null,null,null,null,null,null,null,null,null,null,null,null,null,null,null,null,null,null,null,null,null,null,null,null,null,null,null,null,null,null,null,null,null,null,null,null,null,244,"ELL 25x25x2.24 Kg/m","ELL","LL",null,2.2000000476837158,25,25,3,3,2.8540000915527344,1.6000000238418579,3.75,0.74733817577362061,1.1461570262908936,0.9,1.4148039817810059,4,2,0.71899998188018799,2.6500000953674316]
[null,null,null,null,null,null,null,null,null,null,null,null,null,null,null,null,null,null,null,null,null,null,null,null,null,null,null,null,null,null,null,null,null,null,null,null,null,null,null,null,null,245,"ELL 25x25x3.54 Kg/m","ELL","LL",null,3.5,25,25,5,5,4.5199999809265137,2.4000000953674316,7.380000114440918,0.72867918014526367,1.2780740261077881,1.41,2.6848359107971191,3.5,2.4000000953674316,0.80000001192092896,2.75]
[null,null,null,null,null,null,null,null,null,null,null,null,null,null,null,null,null,null,null,null,null,null,null,null,null,null,null,null,null,null,null,null,null,null,null,null,null,null,null,null,null,246,"ELL 30x30x2.72 Kg/m","ELL","LL",null,2.7000000476837158,30,30,3,3,3.4539999961853027,2.7999999523162842,6.25,0.90677177906036377,1.3454630374908447,1.32,1.9849770069122314,4,2,0.84399998188018799,3.1500000953674316]
[null,null,null,null,null,null,null,null,null,null,null,null,null,null,null,null,null,null,null,null,null,null,null,null,null,null,null,null,null,null,null,null,null,null,null,null,null,null,null,null,null,247,"ELL 30x30x4.36 Kg/m","ELL","LL",null,4.4000000953674316,30,30,5,5,5.559999942779541,4.3000001907348633,11.930000305175781,0.88146382570266724,1.4648820161819458,2.08,3.6711030006408691,5,2.4000000953674316,0.92000001668930054,3.25]
[null,null,null,null,null,null,null,null,null,null,null,null,null,null,null,null,null,null,null,null,null,null,null,null,null,null,null,null,null,null,null,null,null,null,null,null,null,null,null,null,null,248,"ELL 40x40x3.66 Kg/m","ELL","LL",null,3.7000000476837158,40,40,3,3,4.6719999313354492,7.0999999046325684,14.239999771118164,1.2292799949645996,1.7460609674453735,2.4300000000000002,3.4322090148925781,4.5,2,1.0900000333786011,4.1500000953674316]
[null,null,null,null,null,null,null,null,null,null,null,null,null,null,null,null,null,null,null,null,null,null,null,null,null,null,null,null,null,null,null,null,null,null,null,null,null,null,null,null,null,249,"ELL 40x40x4.84 Kg/m","ELL","LL",null,4.8000001907348633,40,40,4,4,6.1599998474121094,8.8999996185302734,19.670000076293945,1.2046990394592285,1.7870919704437256,3.1,4.6840920448303223,6,2.4000000953674316,1.1200000047683716,4.1999998092651367]
[null,null,null,null,null,null,null,null,null,null,null,null,null,null,null,null,null,null,null,null,null,null,null,null,null,null,null,null,null,null,null,null,null,null,null,null,null,null,null,null,null,250,"ELL 40x40x5.9 Kg/m","ELL","LL",null,5.9000000953674316,40,40,5,5,7.5100002288818359,10.800000190734863,25.979999542236328,1.2014189958572388,1.8600560426712036,3.83,6.1136860847473145,4.5,3,1.1699999570846558,4.25]
[null,null,null,null,null,null,null,null,null,null,null,null,null,null,null,null,null,null,null,null,null,null,null,null,null,null,null,null,null,null,null,null,null,null,null,null,null,null,null,null,null,251,"ELL 40x40x7.04 Kg/m","ELL","LL",null,7,40,40,6,6,8.9600000381469727,12.600000381469727,32.779998779296875,1.1867949962615967,1.9127160310745239,4.51,7.6232562065124512,6,2.4000000953674316,1.2000000476837158,4.3000001907348633]
[null,null,null,null,null,null,null,null,null,null,null,null,null,null,null,null,null,null,null,null,null,null,null,null,null,null,null,null,null,null,null,null,null,null,null,null,null,null,null,null,null,252,"ELL 45x45x5.48 Kg/m","ELL","LL",null,5.5,45,45,4,4,6.9840002059936523,13,27.479999542236328,1.3643300533294678,1.9836829900741577,3.99,5.8472390174865723,6.5,3,1.2400000095367432,4.6999998092651367]
[null,null,null,null,null,null,null,null,null,null,null,null,null,null,null,null,null,null,null,null,null,null,null,null,null,null,null,null,null,null,null,null,null,null,null,null,null,null,null,null,null,253,"ELL 45x45x6.76 Kg/m","ELL","LL",null,6.8000001907348633,45,45,5,5,8.6040000915527344,15.800000190734863,35.959999084472656,1.3559789657592773,2.0444018840789795,4.91,7.5707588195800781,6.5,3,1.2799999713897705,4.75]
[null,null,null,null,null,null,null,null,null,null,null,null,null,null,null,null,null,null,null,null,null,null,null,null,null,null,null,null,null,null,null,null,null,null,null,null,null,null,null,null,null,254,"ELL 50x50x4.66 Kg/m","ELL","LL",null,4.6999998092651367,50,50,3,3,5.9200000762939453,13.699999809265137,26.340000152587891,1.5223560333251953,2.1093049049377441,3.72,5.1143832206726074,7,2.4000000953674316,1.309999942779541,5.1500000953674316]
[null,null,null,null,null,null,null,null,null,null,null,null,null,null,null,null,null,null,null,null,null,null,null,null,null,null,null,null,null,null,null,null,null,null,null,null,null,null,null,null,null,255,"ELL 50x50x6.12 Kg/m","ELL","LL",null,6.0999999046325684,50,50,4,4,7.7839999198913574,18.100000381469727,37.310001373291016,1.5257300138473511,2.1892349720001221,4.99,7.1743807792663574,6.5,3,1.3700000047683716,5.1999998092651367]
[null,null,null,null,null,null,null,null,null,null,null,null,null,null,null,null,null,null,null,null,null,null,null,null,null,null,null,null,null,null,null,null,null,null,null,null,null,null,null,null,null,256,"ELL 50x50x7.54 Kg/m","ELL","LL",null,7.5,50,50,5,5,9.6040000915527344,22.200000762939453,48.659999847412109,1.5203739404678345,2.2510299682617187,6.18,9.2694826126098633,6.5,3,1.4099999666213989,5.25]
[null,null,null,null,null,null,null,null,null,null,null,null,null,null,null,null,null,null,null,null,null,null,null,null,null,null,null,null,null,null,null,null,null,null,null,null,null,null,null,null,null,257,"ELL 50x50x8.86 Kg/m","ELL","LL",null,8.8000001907348633,50,50,6,6,11.288000106811523,25.200000762939453,59.380001068115234,1.4941420555114746,2.2934820652008057,7.08,11.202930450439453,6.5,4.5,1.440000057220459,5.3000001907348633]
[null,null,null,null,null,null,null,null,null,null,null,null,null,null,null,null,null,null,null,null,null,null,null,null,null,null,null,null,null,null,null,null,null,null,null,null,null,null,null,null,null,258,"ELL 60x60x7.36 Kg/m","ELL","LL",null,7.4000000953674316,60,60,4,4,9.3839998245239258,32,62.740001678466797,1.8466349840164185,2.5857610702514648,7.29,10.119830131530762,6.5,3,1.6100000143051147,6.1999998092651367]
[null,null,null,null,null,null,null,null,null,null,null,null,null,null,null,null,null,null,null,null,null,null,null,null,null,null,null,null,null,null,null,null,null,null,null,null,null,null,null,null,null,259,"ELL 60x60x9.1 Kg/m","ELL","LL",null,9.1000003814697266,60,60,5,5,11.604000091552734,39.200000762939453,81.529998779296875,1.8379729986190796,2.6507070064544678,9.0299999999999994,13.045209884643555,6.5,3,1.6599999666213989,6.25]
[null,null,null,null,null,null,null,null,null,null,null,null,null,null,null,null,null,null,null,null,null,null,null,null,null,null,null,null,null,null,null,null,null,null,null,null,null,null,null,null,null,260,"ELL 65x65x10 Kg/m","ELL","LL",null,10,65,65,5,5,12.734000205993652,50.599998474121094,102.55999755859375,1.9933929443359375,2.8379600048065186,10.7,15.194049835205078,8.5,3,1.7699999809265137,6.75]
[null,null,null,null,null,null,null,null,null,null,null,null,null,null,null,null,null,null,null,null,null,null,null,null,null,null,null,null,null,null,null,null,null,null,null,null,null,null,null,null,null,261,"ELL 65x65x11.82 Kg/m","ELL","LL",null,11.800000190734863,65,65,6,6,15.053999900817871,58.799999237060547,125.81999969482422,1.9763449430465698,2.8910269737243652,12.54,18.503219604492187,8.5,4,1.809999942779541,6.8000001907348633]
[null,null,null,null,null,null,null,null,null,null,null,null,null,null,null,null,null,null,null,null,null,null,null,null,null,null,null,null,null,null,null,null,null,null,null,null,null,null,null,null,null,262,"ELL 65x65x15.32 Kg/m","ELL","LL",null,15.300000190734863,65,65,8,8,19.521999359130859,73.599998474121094,175.08000183105469,1.9416760206222534,2.9947459697723389,15.93,25.374370574951172,8.5,6,1.8799999952316284,6.9000000953674316]
[null,null,null,null,null,null,null,null,null,null,null,null,null,null,null,null,null,null,null,null,null,null,null,null,null,null,null,null,null,null,null,null,null,null,null,null,null,null,null,null,null,263,"ELL 70x70x12.76 Kg/m","ELL","LL",null,12.699999809265137,70,70,6,6,16.253999710083008,74.199996948242188,155.02999877929687,2.1365931034088135,3.0883541107177734,14.64,21.236919403076172,8.5,4,1.9299999475479126,7.3000001907348633]
[null,null,null,null,null,null,null,null,null,null,null,null,null,null,null,null,null,null,null,null,null,null,null,null,null,null,null,null,null,null,null,null,null,null,null,null,null,null,null,null,null,264,"ELL 75x75x13.7 Kg/m","ELL","LL",null,13.699999809265137,75,75,6,6,17.454000473022461,92.199996948242187,189.41000366210937,2.2983601093292236,3.2942459583282471,16.95,24.283559799194336,8.5,4,2.059999942779541,7.8000001907348633]
[null,null,null,null,null,null,null,null,null,null,null,null,null,null,null,null,null,null,null,null,null,null,null,null,null,null,null,null,null,null,null,null,null,null,null,null,null,null,null,null,null,265,"ELL 75x75x19.92 Kg/m","ELL","LL",null,19.899999618530273,75,75,9,9,25.379999160766602,128.80000305175781,303.01998901367187,2.2527449131011963,3.4553239345550537,24.17,38.115528106689453,8.5,6,2.1700000762939453,7.9499998092651367]
[null,null,null,null,null,null,null,null,null,null,null,null,null,null,null,null,null,null,null,null,null,null,null,null,null,null,null,null,null,null,null,null,null,null,null,null,null,null,null,null,null,266,"ELL 75x75x26 Kg/m","ELL","LL",null,26,75,75,12,12,33.119998931884766,163.80000305175781,440.42001342773437,2.2238819599151611,3.6466081142425537,31.44,54.373031616210938,8.5,6,2.2899999618530273,8.1000003814697266]
[null,null,null,null,null,null,null,null,null,null,null,null,null,null,null,null,null,null,null,null,null,null,null,null,null,null,null,null,null,null,null,null,null,null,null,null,null,null,null,null,null,267,"ELL 80x80x14.64 Kg/m","ELL","LL",null,14.600000381469727,80,80,6,6,18.653999328613281,112.80000305175781,227.52999877929687,2.459057092666626,3.4924719333648682,19.38,27.413200378417969,8.5,4,2.1800000667572021,8.3000001907348633]
[null,null,null,null,null,null,null,null,null,null,null,null,null,null,null,null,null,null,null,null,null,null,null,null,null,null,null,null,null,null,null,null,null,null,null,null,null,null,null,null,null,268,"ELL 90x90x16.56 Kg/m","ELL","LL",null,16.5,90,90,6,6,21.100000381469727,161.39999389648437,317.510009765625,2.7657349109649658,3.8791348934173584,24.53,34.140460968017578,10,5,2.4200000762939453,9.3000001907348633]
[null,null,null,null,null,null,null,null,null,null,null,null,null,null,null,null,null,null,null,null,null,null,null,null,null,null,null,null,null,null,null,null,null,null,null,null,null,null,null,null,null,269,"ELL 90x90x19.18 Kg/m","ELL","LL",null,19.200000762939453,90,90,7,7,24.440000534057617,186,378.98001098632812,2.7587089538574219,3.9378390312194824,28.44,40.532688140869141,10,5,2.4600000381469727,9.3500003814697266]
[null,null,null,null,null,null,null,null,null,null,null,null,null,null,null,null,null,null,null,null,null,null,null,null,null,null,null,null,null,null,null,null,null,null,null,null,null,null,null,null,null,270,"ELL 90x90x26.6 Kg/m","ELL","LL",null,26.600000381469727,90,90,10,10,34,250,570.45001220703125,2.7116310596466064,4.0960760116577148,38.880000000000003,60.047008514404297,10,7,2.5699999332427979,9.5]
[null,null,null,null,null,null,null,null,null,null,null,null,null,null,null,null,null,null,null,null,null,null,null,null,null,null,null,null,null,null,null,null,null,null,null,null,null,null,null,null,null,271,"ELL 90x90x31.8 Kg/m","ELL","LL",null,31.799999237060547,90,90,12,12,40.599998474121094,296,727.47998046875,2.7001190185546875,4.2329940795898437,46.69,75.779228210449219,11,4.8000001907348633,2.6600000858306885,9.6000003814697266]
[null,null,null,null,null,null,null,null,null,null,null,null,null,null,null,null,null,null,null,null,null,null,null,null,null,null,null,null,null,null,null,null,null,null,null,null,null,null,null,null,null,272,"ELL 90x90x34 Kg/m","ELL","LL",null,34,90,90,13,13,43.419998168945313,312,796.3800048828125,2.6806020736694336,4.2826662063598633,49.45,82.526016235351563,10,7,2.690000057220459,9.6499996185302734]
[null,null,null,null,null,null,null,null,null,null,null,null,null,null,null,null,null,null,null,null,null,null,null,null,null,null,null,null,null,null,null,null,null,null,null,null,null,null,null,null,null,273,"ELL 100x100x21.4 Kg/m","ELL","LL",null,21.399999618530273,100,100,7,7,27.239999771118164,258,513.05999755859375,3.0775580406188965,4.3399271965026855,35.39,49.571449279785156,10,5,2.7100000381469727,10.350000381469727]
[null,null,null,null,null,null,null,null,null,null,null,null,null,null,null,null,null,null,null,null,null,null,null,null,null,null,null,null,null,null,null,null,null,null,null,null,null,null,null,null,null,274,"ELL 100x100x29.8 Kg/m","ELL","LL",null,29.799999237060547,100,100,10,10,38,350,768.8499755859375,3.0348849296569824,4.498103141784668,48.75,73.223922729492188,10,7,2.8199999332427979,10.5]
[null,null,null,null,null,null,null,null,null,null,null,null,null,null,null,null,null,null,null,null,null,null,null,null,null,null,null,null,null,null,null,null,null,null,null,null,null,null,null,null,null,275,"ELL 100x100x35.6 Kg/m","ELL","LL",null,35.599998474121094,100,100,12,12,45.400001525878906,414,970.1500244140625,3.019758939743042,4.622654914855957,58.31,91.523582458496094,12,4.8000001907348633,2.9000000953674316,10.600000381469727]
[null,null,null,null,null,null,null,null,null,null,null,null,null,null,null,null,null,null,null,null,null,null,null,null,null,null,null,null,null,null,null,null,null,null,null,null,null,null,null,null,null,276,"ELL 100x100x38.2 Kg/m","ELL","LL",null,38.200000762939453,100,100,13,13,48.619998931884766,440,1066.6199951171875,3.0082840919494629,4.6837878227233887,62.32,100.152099609375,10,7,2.940000057220459,10.649999618530273]
[null,null,null,null,null,null,null,null,null,null,null,null,null,null,null,null,null,null,null,null,null,null,null,null,null,null,null,null,null,null,null,null,null,null,null,null,null,null,null,null,null,277,"ELL 120x120x29.4 Kg/m","ELL","LL",null,29.399999618530273,120,120,8,8,37.520000457763672,516,1013.1199951171875,3.7084589004516602,5.1963710784912109,58.9,81.703628540039063,12,5,3.2400000095367432,12.399999618530273]
[null,null,null,null,null,null,null,null,null,null,null,null,null,null,null,null,null,null,null,null,null,null,null,null,null,null,null,null,null,null,null,null,null,null,null,null,null,null,null,null,null,278,"ELL 130x130x35.8 Kg/m","ELL","LL",null,35.799999237060547,130,130,9,9,45.479999542236328,732,1452.4200439453125,4.0118560791015625,5.6511402130126953,77.3,107.98670196533203,12,6,3.5299999713897705,13.449999809265137]
[null,null,null,null,null,null,null,null,null,null,null,null,null,null,null,null,null,null,null,null,null,null,null,null,null,null,null,null,null,null,null,null,null,null,null,null,null,null,null,null,null,279,"ELL 130x130x46.8 Kg/m","ELL","LL",null,46.700000762939453,130,130,12,12,59.520000457763672,934,2004.030029296875,3.961338996887207,5.8025689125061035,99.79,147.35490417480469,12,8.5,3.6400001049041748,13.600000381469727]
[null,null,null,null,null,null,null,null,null,null,null,null,null,null,null,null,null,null,null,null,null,null,null,null,null,null,null,null,null,null,null,null,null,null,null,null,null,null,null,null,null,280,"ELL 130x130x57.6 Kg/m","ELL","LL",null,57.5,130,130,15,15,73.5,1136,2631,3.9313840866088867,5.9829659461975098,122.94,191.34530639648437,12,8.5,3.7599999904632568,13.75]
[null,null,null,null,null,null,null,null,null,null,null,null,null,null,null,null,null,null,null,null,null,null,null,null,null,null,null,null,null,null,null,null,null,null,null,null,null,null,null,null,null,281,"ELL 150x150x54.6 Kg/m","ELL","LL",null,54.5,150,150,12,12,69.540000915527344,1480,3042.39990234375,4.613318920135498,6.6144018173217773,136.28,195.02540588378906,14,7,4.1399998664855957,15.600000381469727]
[null,null,null,null,null,null,null,null,null,null,null,null,null,null,null,null,null,null,null,null,null,null,null,null,null,null,null,null,null,null,null,null,null,null,null,null,null,null,null,null,null,282,"ELL 150x150x67.2 Kg/m","ELL","LL",null,67.099998474121094,150,150,15,15,85.480003356933594,1776,3904.4599609375,4.5581560134887695,6.7584681510925293,165.06,247.90229797363281,14,10,4.2399997711181641,15.75]
[null,null,null,null,null,null,null,null,null,null,null,null,null,null,null,null,null,null,null,null,null,null,null,null,null,null,null,null,null,null,null,null,null,null,null,null,null,null,null,null,null,283,"ELL 150x150x83.8 Kg/m","ELL","LL",null,83.699996948242187,150,150,19,19,106.76000213623047,2180,5235.740234375,4.5188088417053223,7.0030088424682617,205.66,328.2593994140625,14,10,4.4000000953674316,15.949999809265137]
[null,null,null,null,null,null,null,null,null,null,null,null,null,null,null,null,null,null,null,null,null,null,null,null,null,null,null,null,null,null,null,null,null,null,null,null,null,null,null,null,null,284,"ELL 175x175x63.6 Kg/m","ELL","LL",null,63.5,175,175,12,12,81.040000915527344,2340,4642.259765625,5.373511791229248,7.5685877799987793,183.24,256.47830200195312,15,11,4.7300000190734863,18.100000381469727]
[null,null,null,null,null,null,null,null,null,null,null,null,null,null,null,null,null,null,null,null,null,null,null,null,null,null,null,null,null,null,null,null,null,null,null,null,null,null,null,null,null,285,"ELL 175x175x78.8 Kg/m","ELL","LL",null,78.699996948242188,175,175,15,15,100.41999816894531,2880,6029.169921875,5.3553290367126465,7.7485189437866211,227.67,330.36550903320312,15,11,4.8499999046325684,18.25]
[null,null,null,null,null,null,null,null,null,null,null,null,null,null,null,null,null,null,null,null,null,null,null,null,null,null,null,null,null,null,null,null,null,null,null,null,null,null,null,null,null,286,"ELL 200x200x90.6 Kg/m","ELL","LL",null,90.5,200,200,15,15,115.5,4360,8814.150390625,6.144014835357666,8.7357320785522461,299.86,424.77850341796875,17,12,5.4600000381469727,20.75]
[null,null,null,null,null,null,null,null,null,null,null,null,null,null,null,null,null,null,null,null,null,null,null,null,null,null,null,null,null,null,null,null,null,null,null,null,null,null,null,null,null,287,"ELL 200x200x119.4 Kg/m","ELL","LL",null,119.19999694824219,200,200,20,20,152,5640,12402.3095703125,6.0914092063903809,9.0329475402832031,393.58,590.5863037109375,17,12,5.6700000762939453,21]
[null,null,null,null,null,null,null,null,null,null,null,null,null,null,null,null,null,null,null,null,null,null,null,null,null,null,null,null,null,null,null,null,null,null,null,null,null,null,null,null,null,288,"ELL 200x200x147.2 Kg/m","ELL","LL",null,147,200,200,25,25,187.5,6840,16318.51953125,6.0398669242858887,9.3290996551513672,483.73,767.9302978515625,17,12,5.8600001335144043,21.25]
[null,null,null,null,null,null,null,null,null,null,null,null,null,null,null,null,null,null,null,null,null,null,null,null,null,null,null,null,null,null,null,null,null,null,null,null,null,null,null,null,null,289,"ELL 250x250x187.4 Kg/m","ELL","LL",null,187.19999694824219,250,250,25,25,238.80000305175781,13900,30549.73046875,7.629396915435791,11.310620307922363,776.54,1163.7989501953125,24,12,7.0999999046325684,26.25]
[null,null,null,null,null,null,null,null,null,null,null,null,null,null,null,null,null,null,null,null,null,null,null,null,null,null,null,null,null,null,null,null,null,null,null,null,null,null,null,null,null,290,"ELL 250x250x256 Kg/m","ELL","LL",null,255.69999694824219,250,250,35,35,325.20001220703125,18220,45744.9296875,7.4851231575012207,11.860309600830078,1038.18,1710.0909423828125,24,18,7.4499998092651367,26.75]
[null,null,null,null,null,null,null,null,null,null,null,null,null,null,null,null,null,null,null,null,null,null,null,null,null,null,null,null,null,null,null,null,null,null,null,null,null,null,null,null,null,291,"ULLL 90x75x22 Kg/m","ULLL","LL",null,22,90,75,9,9,28.079999923706055,218,304.75,2.7863121032714844,3.2943780422210693,34.880000000000003,38.333358764648438,8.5,6,2.75,7.9499998092651367]
[null,null,null,null,null,null,null,null,null,null,null,null,null,null,null,null,null,null,null,null,null,null,null,null,null,null,null,null,null,null,null,null,null,null,null,null,null,null,null,null,null,292,"ULLL 100x75x18.64 Kg/m","ULLL","LL",null,18.600000381469727,100,75,7,7,23.739999771118164,236,226.6199951171875,3.152940034866333,3.0896599292755127,34.01,28.869039535522461,10,5,3.059999942779541,7.8499999046325684]
[null,null,null,null,null,null,null,null,null,null,null,null,null,null,null,null,null,null,null,null,null,null,null,null,null,null,null,null,null,null,null,null,null,null,null,null,null,null,null,null,null,293,"ULLL 100x75x26 Kg/m","ULLL","LL",null,26,100,75,10,10,33,318,348.67001342773437,3.1042490005493164,3.2504949569702148,46.56,43.583599090576172,10,7,3.1700000762939453,8]
[null,null,null,null,null,null,null,null,null,null,null,null,null,null,null,null,null,null,null,null,null,null,null,null,null,null,null,null,null,null,null,null,null,null,null,null,null,null,null,null,null,294,"ULLL 125x75x21.4 Kg/m","ULLL","LL",null,21.399999618530273,125,75,7,7,27.239999771118164,438,228.66999816894531,4.0099000930786133,2.8973701000213623,52.14,29.130329132080078,10,5,4.0999999046325684,7.8499999046325684]
[null,null,null,null,null,null,null,null,null,null,null,null,null,null,null,null,null,null,null,null,null,null,null,null,null,null,null,null,null,null,null,null,null,null,null,null,null,null,null,null,null,295,"ULLL 125x75x29.8 Kg/m","ULLL","LL",null,29.799999237060547,125,75,10,10,38,598,353.98001098632812,3.9669690132141113,3.0520699024200439,72.22,44.246879577636719,10,7,4.2199997901916504,8]
[null,null,null,null,null,null,null,null,null,null,null,null,null,null,null,null,null,null,null,null,null,null,null,null,null,null,null,null,null,null,null,null,null,null,null,null,null,null,null,null,null,296,"ULLL 125x75x38.2 Kg/m","ULLL","LL",null,38.200000762939453,125,75,13,13,48.619998931884766,752,510.760009765625,3.9327960014343262,3.2411520481109619,92.27,62.669498443603516,10,7,4.3499999046325684,8.1499996185302734]
[null,null,null,null,null,null,null,null,null,null,null,null,null,null,null,null,null,null,null,null,null,null,null,null,null,null,null,null,null,null,null,null,null,null,null,null,null,null,null,null,null,297,"ULLL 125x90x32.2 Kg/m","ULLL","LL",null,32.200000762939453,125,90,10,10,41,636,579.33001708984375,3.9385519027709961,3.7590029239654541,74.39,60.982570648193359,10,7,3.9500000476837158,9.5]
[null,null,null,null,null,null,null,null,null,null,null,null,null,null,null,null,null,null,null,null,null,null,null,null,null,null,null,null,null,null,null,null,null,null,null,null,null,null,null,null,null,298,"ULLL 125x90x41.2 Kg/m","ULLL","LL",null,41.099998474121094,125,90,13,13,52.520000457763672,802,815.530029296875,3.9077320098876953,3.9405670166015625,95.14,84.511299133300781,10,7,4.070000171661377,9.6499996185302734]
[null,null,null,null,null,null,null,null,null,null,null,null,null,null,null,null,null,null,null,null,null,null,null,null,null,null,null,null,null,null,null,null,null,null,null,null,null,null,null,null,null,299,"ULLL 150x90x32.8 Kg/m","ULLL","LL",null,32.799999237060547,150,90,9,9,41.880001068115234,970,515.34002685546875,4.8126311302185059,3.5078599452972412,96.52,54.532989501953125,12,6,4.9499998092651367,9.4499998092651367]
[null,null,null,null,null,null,null,null,null,null,null,null,null,null,null,null,null,null,null,null,null,null,null,null,null,null,null,null,null,null,null,null,null,null,null,null,null,null,null,null,null,300,"ULLL 150x90x43 Kg/m","ULLL","LL",null,42.900001525878906,150,90,12,12,54.720001220703125,1238,732.90997314453125,4.7564969062805176,3.6597540378570557,124.67,76.344673156738281,12,8.5,5.070000171661377,9.6000003814697266]
[null,null,null,null,null,null,null,null,null,null,null,null,null,null,null,null,null,null,null,null,null,null,null,null,null,null,null,null,null,null,null,null,null,null,null,null,null,null,null,null,null,301,"ULLL 150x100x34.2 Kg/m","ULLL","LL",null,34.200000762939453,150,100,9,9,43.680000305175781,1004,692.33001708984375,4.7943038940429687,3.9812119007110596,98.05,66.251670837402344,12,6,4.7600002288818359,10.449999809265137]
[null,null,null,null,null,null,null,null,null,null,null,null,null,null,null,null,null,null,null,null,null,null,null,null,null,null,null,null,null,null,null,null,null,null,null,null,null,null,null,null,null,302,"ULLL 150x100x44.8 Kg/m","ULLL","LL",null,44.700000762939453,150,100,12,12,57.119998931884766,1284,973.510009765625,4.7412009239196777,4.128352165222168,126.88,91.840843200683594,12,8.5,4.880000114440918,10.600000381469727]
[null,null,null,null,null,null,null,null,null,null,null,null,null,null,null,null,null,null,null,null,null,null,null,null,null,null,null,null,null,null,null,null,null,null,null,null,null,null,null,null,null,303,"ULLL 150x100x55.4 Kg/m","ULLL","LL",null,55.299999237060547,150,100,15,15,70.5,1564,1310.469970703125,4.7100319862365723,4.3114018440246582,156.4,121.90390014648437,12,8.5,5,10.75]
[null,null,null,null,null,null,null,null,null,null,null,null,null,null,null,null,null,null,null,null,null,null,null,null,null,null,null,null,null,null,null,null,null,null,null,null,null,null,null,null,null,304,"ULLS 75x90x22 Kg/m","ULLS","LL",null,22,75,90,9,9,28.079999923706055,136.19999694824219,505.54000854492187,2.2023680210113525,4.2430567741394043,24.76,53.496208190917969,8.5,6,2,9.4499998092651367]
[null,null,null,null,null,null,null,null,null,null,null,null,null,null,null,null,null,null,null,null,null,null,null,null,null,null,null,null,null,null,null,null,null,null,null,null,null,null,null,null,null,305,"ULLS 75x100x18.64 Kg/m","ULLS","LL",null,18.600000381469727,75,100,7,7,23.739999771118164,113.80000305175781,512.04998779296875,2.1894290447235107,4.6442580223083496,20.07,49.473541259765625,10,5,1.8300000429153442,10.350000381469727]
[null,null,null,null,null,null,null,null,null,null,null,null,null,null,null,null,null,null,null,null,null,null,null,null,null,null,null,null,null,null,null,null,null,null,null,null,null,null,null,null,null,306,"ULLS 75x100x26 Kg/m","ULLS","LL",null,26,75,100,10,10,33,152.19999694824219,762.469970703125,2.1475849151611328,4.8067941665649414,27.37,72.616546630859375,10,7,1.940000057220459,10.5]
[null,null,null,null,null,null,null,null,null,null,null,null,null,null,null,null,null,null,null,null,null,null,null,null,null,null,null,null,null,null,null,null,null,null,null,null,null,null,null,null,null,307,"ULLS 75x125x21.4 Kg/m","ULLS","LL",null,21.399999618530273,75,125,7,7,27.239999771118164,120.80000305175781,977.41998291015625,2.1058619022369385,5.9901409149169922,20.61,76.063819885253906,10,5,1.6399999856948853,12.850000381469727]
[null,null,null,null,null,null,null,null,null,null,null,null,null,null,null,null,null,null,null,null,null,null,null,null,null,null,null,null,null,null,null,null,null,null,null,null,null,null,null,null,null,308,"ULLS 75x125x29.8 Kg/m","ULLS","LL",null,29.799999237060547,75,125,10,10,38,161.60000610351562,1444.5799560546875,2.0621910095214844,6.1656498908996582,28.1,111.12149810791016,10,7,1.75,13]
[null,null,null,null,null,null,null,null,null,null,null,null,null,null,null,null,null,null,null,null,null,null,null,null,null,null,null,null,null,null,null,null,null,null,null,null,null,null,null,null,null,309,"ULLS 75x125x38.2 Kg/m","ULLS","LL",null,38.200000762939453,75,125,13,13,48.619998931884766,202,1967.5,2.0383009910583496,6.3613591194152832,35.880000000000003,149.61979675292969,10,7,1.8700000047683716,13.149999618530273]
[null,null,null,null,null,null,null,null,null,null,null,null,null,null,null,null,null,null,null,null,null,null,null,null,null,null,null,null,null,null,null,null,null,null,null,null,null,null,null,null,null,310,"ULLS 90x125x32.2 Kg/m","ULLS","LL",null,32.200000762939453,90,125,10,10,41,276,1447.9000244140625,2.5945529937744141,5.9426169395446777,40.71,111.37709808349609,10,7,2.2200000286102295,13]
[null,null,null,null,null,null,null,null,null,null,null,null,null,null,null,null,null,null,null,null,null,null,null,null,null,null,null,null,null,null,null,null,null,null,null,null,null,null,null,null,null,311,"ULLS 90x125x41.2 Kg/m","ULLS","LL",null,41.099998474121094,90,125,13,13,52.520000457763672,346,1972.06005859375,2.5667030811309814,6.1277060508728027,51.95,149.96670532226562,10,7,2.3399999141693115,13.149999618530273]
[null,null,null,null,null,null,null,null,null,null,null,null,null,null,null,null,null,null,null,null,null,null,null,null,null,null,null,null,null,null,null,null,null,null,null,null,null,null,null,null,null,312,"ULLS 90x150x32.8 Kg/m","ULLS","LL",null,32.799999237060547,90,150,9,9,41.880001068115234,266,2191.219970703125,2.5202140808105469,7.2333540916442871,37.950000000000003,141.82659912109375,12,6,1.9900000095367432,15.449999809265137]
[null,null,null,null,null,null,null,null,null,null,null,null,null,null,null,null,null,null,null,null,null,null,null,null,null,null,null,null,null,null,null,null,null,null,null,null,null,null,null,null,null,313,"ULLS 90x150x43 Kg/m","ULLS","LL",null,42.900001525878906,90,150,12,12,54.720001220703125,334,2997.18994140625,2.4705870151519775,7.4008898735046387,48.41,192.12739562988281,12,8.5,2.0999999046325684,15.600000381469727]
[null,null,null,null,null,null,null,null,null,null,null,null,null,null,null,null,null,null,null,null,null,null,null,null,null,null,null,null,null,null,null,null,null,null,null,null,null,null,null,null,null,314,"ULLS 100x150x34.2 Kg/m","ULLS","LL",null,34.200000762939453,100,150,9,9,43.680000305175781,362,2189.64990234375,2.878809928894043,7.0802149772644043,47.01,141.72520446777344,12,6,2.2999999523162842,15.449999809265137]
[null,null,null,null,null,null,null,null,null,null,null,null,null,null,null,null,null,null,null,null,null,null,null,null,null,null,null,null,null,null,null,null,null,null,null,null,null,null,null,null,null,315,"ULLS 100x150x44.8 Kg/m","ULLS","LL",null,44.700000762939453,100,150,12,12,57.119998931884766,456,2999.340087890625,2.8254539966583252,7.2463359832763672,60.08,192.26519775390625,12,8.5,2.4100000858306885,15.600000381469727]
[null,null,null,null,null,null,null,null,null,null,null,null,null,null,null,null,null,null,null,null,null,null,null,null,null,null,null,null,null,null,null,null,null,null,null,null,null,null,null,null,null,316,"ULLS 100x150x55.4 Kg/m","ULLS","LL",null,55.299999237060547,100,150,15,15,70.5,552,3894.909912109375,2.7981760501861572,7.432826042175293,73.900000000000006,247.29559326171875,12,8.5,2.5299999713897705,15.75]
[null,null,null,null,null,null,null,null,null,null,null,null,null,null,null,null,null,null,null,null,null,null,null,null,null,null,null,null,null,null,null,null,null,null,null,null,null,null,null,null,null,317,"CCI 50x25x7.72 Kg/m","CCI","CCI",null,7.6999998092651367,50,25,5,6,9.8400001525878906,33.599998474121094,16.040000915527344,1.8478729724884033,1.2765959501266479,13.44,5.8313541412353516,6,3,2.5,2.75]
[null,null,null,null,null,null,null,null,null,null,null,null,null,null,null,null,null,null,null,null,null,null,null,null,null,null,null,null,null,null,null,null,null,null,null,null,null,null,null,null,null,318,"CCI 75x40x13.84 Kg/m","CCI","CCI",null,13.800000190734863,75,40,5,7,17.63599967956543,150.60000610351562,65.680000305175781,2.9222168922424316,1.9298789501190186,40.159999999999997,15.455080032348633,8,4,3.75,4.25]
[null,null,null,null,null,null,null,null,null,null,null,null,null,null,null,null,null,null,null,null,null,null,null,null,null,null,null,null,null,null,null,null,null,null,null,null,null,null,null,null,null,319,"CCI 100x50x18.72 Kg/m","CCI","CCI",null,18.700000762939453,100,50,5,7.5,23.840000152587891,376,128.38999938964844,3.9713740348815918,2.320626974105835,75.2,24.454429626464844,8,4,5,5.25]
[null,null,null,null,null,null,null,null,null,null,null,null,null,null,null,null,null,null,null,null,null,null,null,null,null,null,null,null,null,null,null,null,null,null,null,null,null,null,null,null,null,320,"CCI 125x65x26.8 Kg/m","CCI","CCI",null,26.799999237060547,125,65,6,8,34.220001220703125,848,289.22000122070312,4.9780349731445313,2.9072189331054687,135.68,42.533058166503906,8,4,6.25,6.8000001907348633]
[null,null,null,null,null,null,null,null,null,null,null,null,null,null,null,null,null,null,null,null,null,null,null,null,null,null,null,null,null,null,null,null,null,null,null,null,null,null,null,null,null,321,"CCI 150x75x37.2 Kg/m","CCI","CCI",null,37.200000762939453,150,75,6.5,10,47.419998168945313,1722,555.78997802734375,6.0260930061340332,3.4235439300537109,229.6,71.027900695800781,10,5,7.5,7.8249998092651367]
[null,null,null,null,null,null,null,null,null,null,null,null,null,null,null,null,null,null,null,null,null,null,null,null,null,null,null,null,null,null,null,null,null,null,null,null,null,null,null,null,null,322,"CCI 150x75x48 Kg/m","CCI","CCI",null,47.900001525878906,150,75,9,12.5,61.180000305175781,2100,760.03997802734375,5.8587489128112793,3.5246410369873047,280,95.603118896484375,15,7.5,7.5,7.9499998092651367]
[null,null,null,null,null,null,null,null,null,null,null,null,null,null,null,null,null,null,null,null,null,null,null,null,null,null,null,null,null,null,null,null,null,null,null,null,null,null,null,null,null,323,"CCI 180x75x42.8 Kg/m","CCI","CCI",null,42.700000762939453,180,75,7,10.5,54.400001525878906,2760,596.58001708984375,7.122870922088623,3.311582088470459,306.67,75.997673034667969,11,5.5,9,7.8499999046325684]
[null,null,null,null,null,null,null,null,null,null,null,null,null,null,null,null,null,null,null,null,null,null,null,null,null,null,null,null,null,null,null,null,null,null,null,null,null,null,null,null,null,324,"CCI 200x80x49.2 Kg/m","CCI","CCI",null,49.099998474121094,200,80,7.5,11,62.659999847412109,3900,754.71002197265625,7.889275074005127,3.4705181121826172,390,90.114410400390625,12,6,10,8.375]
[null,null,null,null,null,null,null,null,null,null,null,null,null,null,null,null,null,null,null,null,null,null,null,null,null,null,null,null,null,null,null,null,null,null,null,null,null,null,null,null,null,325,"CCI 200x90x60.6 Kg/m","CCI","CCI",null,60.5,200,90,8,13.5,77.300003051757812,4980,1316.1500244140625,8.0264759063720703,4.1263160705566406,498,140.01559448242187,14,7,10,9.3999996185302734]
[null,null,null,null,null,null,null,null,null,null,null,null,null,null,null,null,null,null,null,null,null,null,null,null,null,null,null,null,null,null,null,null,null,null,null,null,null,null,null,null,null,326,"CCI 250x90x69.2 Kg/m","CCI","CCI",null,69.099998474121094,250,90,9,13,88.139999389648438,8360,1303.9200439453125,9.7390508651733398,3.8462591171264648,668.8,137.98069763183594,14,7,12.5,9.4499998092651367]
[null,null,null,null,null,null,null,null,null,null,null,null,null,null,null,null,null,null,null,null,null,null,null,null,null,null,null,null,null,null,null,null,null,null,null,null,null,null,null,null,null,327,"CCI 250x90x80.4 Kg/m","CCI","CCI",null,80.300003051757813,250,90,11,14.5,102.33999633789062,9360,1548.6099853515625,9.5634641647338867,3.8899929523468018,748.8,162.15849304199219,17,8.5,12.5,9.5500001907348633]
[null,null,null,null,null,null,null,null,null,null,null,null,null,null,null,null,null,null,null,null,null,null,null,null,null,null,null,null,null,null,null,null,null,null,null,null,null,null,null,null,null,328,"CCI 300x90x76.2 Kg/m","CCI","CCI",null,76.099998474121094,300,90,9,13,97.139999389648438,12880,1310.5,11.514869689941406,3.672990083694458,858.67,138.67739868164063,14,7,15,9.4499998092651367]
[null,null,null,null,null,null,null,null,null,null,null,null,null,null,null,null,null,null,null,null,null,null,null,null,null,null,null,null,null,null,null,null,null,null,null,null,null,null,null,null,null,329,"CCI 300x90x87.6 Kg/m","CCI","CCI",null,87.5,300,90,10,15.5,111.48000335693359,14820,1619.1500244140625,11.529899597167969,3.8110570907592773,988,170.43719482421875,19,9.5,15,9.5]
[null,null,null,null,null,null,null,null,null,null,null,null,null,null,null,null,null,null,null,null,null,null,null,null,null,null,null,null,null,null,null,null,null,null,null,null,null,null,null,null,null,330,"CCI 300x90x97.2 Kg/m","CCI","CCI",null,97.099998474121094,300,90,12,16,123.80000305175781,15740,1784.8499755859375,11.275659561157227,3.7969961166381836,1049.33,185.92149353027344,19,9.5,15,9.6000003814697266]
[null,null,null,null,null,null,null,null,null,null,null,null,null,null,null,null,null,null,null,null,null,null,null,null,null,null,null,null,null,null,null,null,null,null,null,null,null,null,null,null,null,331,"CCI 380x100x109 Kg/m","CCI","CCI",null,108.90000152587891,380,100,10.5,16,138.77999877929687,29000,2265.47998046875,14.45557975769043,4.0403299331665039,1526.32,215.24769592285156,18,9,19,10.524999618530273]
[null,null,null,null,null,null,null,null,null,null,null,null,null,null,null,null,null,null,null,null,null,null,null,null,null,null,null,null,null,null,null,null,null,null,null,null,null,null,null,null,null,332,"CCI 380x100x124 Kg/m","CCI","CCI",null,124,380,100,13,16.5,157.91999816894531,31200,2532.389892578125,14.055899620056152,4.0044798851013184,1642.11,237.78300476074219,18,9,19,10.649999618530273]
[null,null,null,null,null,null,null,null,null,null,null,null,null,null,null,null,null,null,null,null,null,null,null,null,null,null,null,null,null,null,null,null,null,null,null,null,null,null,null,null,null,333,"CCI 380x100x134.6 Kg/m","CCI","CCI",null,134.39999389648437,380,100,13,20,171.41999816894531,35200,3054.389892578125,14.32981014251709,4.2211551666259766,1852.63,286.79690551757812,24,12,19,10.649999618530273]
[null,null,null,null,null,null,null,null,null,null,null,null,null,null,null,null,null,null,null,null,null,null,null,null,null,null,null,null,null,null,null,null,null,null,null,null,null,null,null,null,null,334,"CCB 50x25x7.72 Kg/m","CCB","CCB",null,7.6999998092651367,50,25,7.5,11,9.8400001525878906,3900,33.080001831054688,19.908330917358398,1.8336299657821655,1560,13.233610153198242,12,6,2.5,2.5]
[null,null,null,null,null,null,null,null,null,null,null,null,null,null,null,null,null,null,null,null,null,null,null,null,null,null,null,null,null,null,null,null,null,null,null,null,null,null,null,null,null,335,"CCB 75x40x13.84 Kg/m","CCB","CCB",null,13.800000190734863,75,40,7.5,11,17.63599967956543,3900,154.8800048828125,14.870730400085449,2.9634330272674561,1040,38.719551086425781,12,6,3.75,4]
[null,null,null,null,null,null,null,null,null,null,null,null,null,null,null,null,null,null,null,null,null,null,null,null,null,null,null,null,null,null,null,null,null,null,null,null,null,null,null,null,null,336,"CCB 100x50x18.72 Kg/m","CCB","CCB",null,18.700000762939453,100,50,7.5,11,23.840000152587891,3900,337.39999389648437,12.790249824523926,3.7620220184326172,780,67.4805908203125,12,6,5,5]
[null,null,null,null,null,null,null,null,null,null,null,null,null,null,null,null,null,null,null,null,null,null,null,null,null,null,null,null,null,null,null,null,null,null,null,null,null,null,null,null,null,337,"CCB 125x65x26.8 Kg/m","CCB","CCB",null,26.799999237060547,125,65,7.5,11,34.220001220703125,3900,847.70001220703125,10.675600051879883,4.977139949798584,624,130.41459655761719,12,6,6.25,6.5]
[null,null,null,null,null,null,null,null,null,null,null,null,null,null,null,null,null,null,null,null,null,null,null,null,null,null,null,null,null,null,null,null,null,null,null,null,null,null,null,null,null,338,"CCB 150x75x37.2 Kg/m","CCB","CCB",null,37.200000762939453,150,75,7.5,11,47.419998168945313,3900,1526.1199951171875,9.0688352584838867,5.6730079650878906,520,203.48249816894531,12,6,7.5,7.5]
[null,null,null,null,null,null,null,null,null,null,null,null,null,null,null,null,null,null,null,null,null,null,null,null,null,null,null,null,null,null,null,null,null,null,null,null,null,null,null,null,null,339,"CCB 150x75x48 Kg/m","CCB","CCB",null,47.900001525878906,150,75,7.5,11,61.180000305175781,3900,1941.949951171875,7.9841289520263672,5.6339678764343262,520,258.92678833007812,12,6,7.5,7.5]
[null,null,null,null,null,null,null,null,null,null,null,null,null,null,null,null,null,null,null,null,null,null,null,null,null,null,null,null,null,null,null,null,null,null,null,null,null,null,null,null,null,340,"CCB 180x75x42.8 Kg/m","CCB","CCB",null,42.700000762939453,180,75,7.5,11,54.400001525878906,3900,1830.72998046875,8.4670639038085938,5.8011269569396973,433.33,244.09700012207031,12,6,9,7.5]
[null,null,null,null,null,null,null,null,null,null,null,null,null,null,null,null,null,null,null,null,null,null,null,null,null,null,null,null,null,null,null,null,null,null,null,null,null,null,null,null,null,341,"CCB 200x80x49.2 Kg/m","CCB","CCB",null,49.099998474121094,200,80,7.5,11,62.659999847412109,3900,2436.6201171875,7.889275074005127,6.2358942031860352,390,304.5775146484375,12,6,10,8]
[null,null,null,null,null,null,null,null,null,null,null,null,null,null,null,null,null,null,null,null,null,null,null,null,null,null,null,null,null,null,null,null,null,null,null,null,null,null,null,null,null,342,"CCB 200x90x60.6 Kg/m","CCB","CCB",null,60.5,200,90,8,13.5,77.300003051757812,4980,3583.199951171875,8.0264759063720703,6.808413028717041,498,398.13351440429687,14,7,10,9]
[null,null,null,null,null,null,null,null,null,null,null,null,null,null,null,null,null,null,null,null,null,null,null,null,null,null,null,null,null,null,null,null,null,null,null,null,null,null,null,null,null,343,"CCB 250x90x69.2 Kg/m","CCB","CCB",null,69.099998474121094,250,90,9,13,88.139999389648438,8360,4427.3798828125,9.7390508651733398,7.0873980522155762,668.8,491.930908203125,14,7,12.5,9]
[null,null,null,null,null,null,null,null,null,null,null,null,null,null,null,null,null,null,null,null,null,null,null,null,null,null,null,null,null,null,null,null,null,null,null,null,null,null,null,null,null,344,"CCB 250x90x80.4 Kg/m","CCB","CCB",null,80.300003051757813,250,90,11,14.5,102.33999633789062,9360,5115.93017578125,9.5634641647338867,7.0703291893005371,748.8,568.43670654296875,17,8.5,12.5,9]
[null,null,null,null,null,null,null,null,null,null,null,null,null,null,null,null,null,null,null,null,null,null,null,null,null,null,null,null,null,null,null,null,null,null,null,null,null,null,null,null,null,345,"CCB 300x90x76.2 Kg/m","CCB","CCB",null,76.099998474121094,300,90,9,13,97.139999389648438,12880,5083.3701171875,11.514869689941406,7.2339720726013184,858.67,564.81890869140625,14,7,15,9]
[null,null,null,null,null,null,null,null,null,null,null,null,null,null,null,null,null,null,null,null,null,null,null,null,null,null,null,null,null,null,null,null,null,null,null,null,null,null,null,null,null,346,"CCB 300x90x87.6 Kg/m","CCB","CCB",null,87.5,300,90,10,15.5,111.48000335693359,14820,5664.759765625,11.529899597167969,7.1284050941467285,988,629.41802978515625,19,9.5,15,9]
[null,null,null,null,null,null,null,null,null,null,null,null,null,null,null,null,null,null,null,null,null,null,null,null,null,null,null,null,null,null,null,null,null,null,null,null,null,null,null,null,null,347,"CCB 300x90x97.2 Kg/m","CCB","CCB",null,97.099998474121094,300,90,12,16,123.80000305175781,15740,6348.60986328125,11.275659561157227,7.1610879898071289,1049.33,705.401123046875,19,9.5,15,9]
[null,null,null,null,null,null,null,null,null,null,null,null,null,null,null,null,null,null,null,null,null,null,null,null,null,null,null,null,null,null,null,null,null,null,null,null,null,null,null,null,null,348,"CCB 380x100x109 Kg/m","CCB","CCB",null,108.90000152587891,380,100,10.5,16,138.77999877929687,29000,9064.849609375,14.45557975769043,8.0819635391235352,1526.32,906.4852294921875,18,9,19,10]
[null,null,null,null,null,null,null,null,null,null,null,null,null,null,null,null,null,null,null,null,null,null,null,null,null,null,null,null,null,null,null,null,null,null,null,null,null,null,null,null,null,349,"CCB 380x100x124 Kg/m","CCB","CCB",null,124,380,100,13,16.5,157.91999816894531,31200,10420.2587890625,14.055899620056152,8.1230802536010742,1642.11,1042.0260009765625,18,9,19,10]
[null,null,null,null,null,null,null,null,null,null,null,null,null,null,null,null,null,null,null,null,null,null,null,null,null,null,null,null,null,null,null,null,null,null,null,null,null,null,null,null,null,350,"CCB 380x100x134.6 Kg/m","CCB","CCB",null,134.39999389648437,380,100,13,20,171.41999816894531,35200,10849.7998046875,14.45557975769043,7.9557299613952637,1852.63,1084.97998046875,24,12,19,10]
[]
[]
[]
[null,null,null,null,null,null,null,null,null,null,null,null,null,null,null,null,null,null,null,null,null,null,null,null,null,null,null,null,null,null,null,null,null,null,null,null,null,null,null,null,null,null,null,null,null,"Unequal Angles"]
[]
[null,null,null,null,null,null,null,null,null,null,null,null,null,null,null,null,null,null,null,null,null,null,null,null,null,null,null,null,null,null,null,null,null,null,null,null,null,null,null,null,null,null,null,null,null,"TIS / JIS STANDARDS"]
[]
[null,null,null,null,null,null,null,null,null,null,null,null,null,null,null,null,null,null,null,null,null,null,null,null,null,null,null,null,null,null,null,null,null,null,null,null,null,null,null,null,null,null,null,null,null,"(TIS 1227 : 1996 / JIS G3192 : 1990)"]
[]
[null,null,null,null,null,null,null,null,null,null,null,null,null,null,null,null,null,null,null,null,null,null,null,null,null,null,null,null,null,null,null,null,null,null,null,null,null,null,null,null,null,null,null,null,null,"Size & Properties"]
[]
[]
[null,null,null,null,null,null,null,null,null,null,null,null,null,null,null,null,null,null,null,null,null,null,null,null,null,null,null,null,null,null,null,null,null,null,null,null,null,null,null,null,null,"Standard Sectional Dimesion mm.",null,null,null,"Sectional Area cm2","Unit Weight kg/m","Reference"]
[null,null,null,null,null,null,null,null,null,null,null,null,null,null,null,null,null,null,null,null,null,null,null,null,null,null,null,null,null,null,null,null,null,null,null,null,null,null,null,null,null,null,null,null,null,null,null,"Position of Center of Gravity cm. ",null,"Geometrical Moment of Ineryia cm4",null,null,null,"Raidus of Gyration of Area cm.",null,null,null,"Modulus of Section cm3"]
[null,null,null,null,null,null,null,null,null,null,null,null,null,null,null,null,null,null,null,null,null,null,null,null,null,null,null,null,null,null,null,null,null,null,null,null,null,null,null,null,null,"AxB","t","r1","r2",null,null,"Cx","Cy","Ix","Iy","Max ix","Min iy","ix","iy","Max ix","Max iy","Zx","Zy"]
[null,null,null,null,null,null,null,null,null,null,null,null,null,null,null,null,null,null,null,null,null,null,null,null,null,null,null,null,null,null,null,null,null,null,null,null,null,null,null,1,{"$f":"AP1062&\"x\"&AQ1062","v":"90x75x9"},"90x75",9,8.5,6,14.04,11,2.75,2.0099999999999998,109,68.099999999999994,143,34.1,2.78,2.2000000000000002,3.19,1.56,17.399999999999999,12.4]
[null,null,null,null,null,null,null,null,null,null,null,null,null,null,null,null,null,null,null,null,null,null,null,null,null,null,null,null,null,null,null,null,null,null,null,null,null,null,null,2,{"$f":"AP1063&\"x\"&AQ1063","v":"100x75x7"},"100x75",7,10,5,11.87,9.32,3.06,1.83,118,57,144,30.8,3.15,2.19,3.49,1.61,17,10.1]
[null,null,null,null,null,null,null,null,null,null,null,null,null,null,null,null,null,null,null,null,null,null,null,null,null,null,null,null,null,null,null,null,null,null,null,null,null,null,null,3,"100x75x10","100x75",10,10,7,16.5,13,3.17,1.94,159,76.099999999999994,194,41.3,3.11,2.15,3.43,1.58,23.3,13.7]
[null,null,null,null,null,null,null,null,null,null,null,null,null,null,null,null,null,null,null,null,null,null,null,null,null,null,null,null,null,null,null,null,null,null,null,null,null,null,null,4,"125x75x7","125x75",7,10,5,13.62,10.7,4.0999999999999996,1.64,219,60.4,243,36.4,4.01,2.11,4.2300000000000004,1.64,26.1,10.3]
[null,null,null,null,null,null,null,null,null,null,null,null,null,null,null,null,null,null,null,null,null,null,null,null,null,null,null,null,null,null,null,null,null,null,null,null,null,null,null,5,"125x75x10","125x75",10,10,7,19,14.9,4.22,1.75,299,80.8,330,49,3.96,2.06,4.17,1.61,36.1,14.1]
[null,null,null,null,null,null,null,null,null,null,null,null,null,null,null,null,null,null,null,null,null,null,null,null,null,null,null,null,null,null,null,null,null,null,null,null,null,null,null,6,"125x75x13","125x75",13,10,7,24.31,19.100000000000001,4.3499999999999996,1.87,376,101,415,61.9,3.93,2.04,4.13,1.6,46.1,17.899999999999999]
[null,null,null,null,null,null,null,null,null,null,null,null,null,null,null,null,null,null,null,null,null,null,null,null,null,null,null,null,null,null,null,null,null,null,null,null,null,null,null,7,"125x90x10","125x90",10,10,7,20.5,16.100000000000001,3.95,2.2200000000000002,313,138,380,76.2,3.94,2.59,4.3,1.93,37.200000000000003,20.3]
[null,null,null,null,null,null,null,null,null,null,null,null,null,null,null,null,null,null,null,null,null,null,null,null,null,null,null,null,null,null,null,null,null,null,null,null,null,null,null,8,"125x90x13","125x90",13,10,7,26.26,20.6,4.07,2.34,401,173,477,96.3,3.91,2.57,4.26,1.91,47.5,25.9]
[null,null,null,null,null,null,null,null,null,null,null,null,null,null,null,null,null,null,null,null,null,null,null,null,null,null,null,null,null,null,null,null,null,null,null,null,null,null,null,9,"150x90x9","150x90",9,12,6,20.94,16.399999999999999,4.95,1.99,485,133,537,80.400000000000006,4.8099999999999996,2.52,5.0599999999999996,1.96,48.2,19]
[null,null,null,null,null,null,null,null,null,null,null,null,null,null,null,null,null,null,null,null,null,null,null,null,null,null,null,null,null,null,null,null,null,null,null,null,null,null,null,10,"150x90x12","150x90",12,12,8.5,27.36,21.5,5.07,2.1,619,167,685,102,4.76,2.4700000000000002,5,1.93,62.3,24.3]
[null,null,null,null,null,null,null,null,null,null,null,null,null,null,null,null,null,null,null,null,null,null,null,null,null,null,null,null,null,null,null,null,null,null,null,null,null,null,null,11,"150x100x9","150x100",9,12,6,21.84,17.100000000000001,4.76,2.2999999999999998,502,181,579,104,4.79,2.88,5.15,2.1800000000000002,49.1,23.5]
[null,null,null,null,null,null,null,null,null,null,null,null,null,null,null,null,null,null,null,null,null,null,null,null,null,null,null,null,null,null,null,null,null,null,null,null,null,null,null,12,"150x100x12","150x100",12,12,8.5,28.56,22.4,4.88,2.41,612,223,738,132,4.74,2.83,5.09,2.15,63.4,30.1]
[null,null,null,null,null,null,null,null,null,null,null,null,null,null,null,null,null,null,null,null,null,null,null,null,null,null,null,null,null,null,null,null,null,null,null,null,null,null,null,13,"150x100x15","150x100",15,12,8.5,35.25,27.7,5,2.5299999999999998,782,276,897,161,4.71,2.8,5.04,2.14,78.2,37]

{"sheet":"Rafter","index":1,"n_rows":1074,"n_cols":69,"rows_kept":1074,"cut":false,"hidden":false,"merged":[[25,64,25,66],[1048,41,1055,41],[1058,41,1059,44],[1058,45,1060,45],[1058,46,1060,46],[1058,47,1058,58],[1059,47,1059,48],[1059,49,1059,52],[1059,53,1059,56],[1059,57,1059,58],[562,49,563,49],[486,48,486,49],[486,50,486,51],[490,41,491,41],[492,41,493,41],[534,41,541,41],[544,41,545,41],[544,42,546,42],[544,43,544,50],[470,41,473,41],[470,42,473,42],[476,41,483,41],[486,41,489,41],[486,42,486,44],[0,36,0,38],[1,36,1,38],[621,41,636,41],[623,46,631,46],[632,46,636,49],[639,41,646,41],[649,41,650,41],[649,42,650,42],[649,43,649,53],[564,41,568,41],[564,46,578,46],[569,41,578,41],[579,41,588,41],[579,46,591,46],[589,41,603,41],[592,46,604,46],[604,41,620,41],[605,46,613,46],[614,46,622,46],[562,41,562,42],[562,43,563,43],[562,44,563,44],[562,46,562,47],[562,48,563,48],[486,46,486,47],[457,41,460,41],[457,42,460,42],[461,41,465,41],[461,42,465,42],[466,41,469,41],[466,42,469,42],[446,41,447,41],[446,42,447,42],[448,41,449,41],[448,42,449,42],[450,41,456,41],[450,42,456,42],[424,41,426,41],[424,42,426,42],[429,41,436,41],[439,41,439,42],[440,41,440,42],[442,41,445,41],[442,42,445,42],[410,41,415,41],[410,42,415,42],[416,41,420,41],[416,42,420,42],[421,41,423,41],[421,42,423,42],[399,41,399,42],[401,41,404,41],[401,42,404,42],[405,41,406,41],[405,42,406,42],[407,41,409,41],[407,42,409,42],[339,51,339,52],[339,53,339,54],[388,41,395,41],[398,41,398,42],[398,46,398,47],[398,48,398,49],[398,50,398,51],[339,41,339,42],[339,43,340,43],[339,44,340,44],[339,45,339,46],[339,47,339,48],[339,49,339,50],[304,45,306,45],[304,48,304,49],[304,50,305,51],[304,52,305,53],[305,48,305,49],[329,41,336,41],[287,68,288,68],[292,41,299,41],[302,41,302,45],[302,47,306,47],[302,48,303,53],[303,41,303,45],[304,41,306,41],[304,42,306,42],[304,43,306,43],[304,44,306,44],[269,68,271,68],[272,68,274,68],[275,68,277,68],[278,68,281,68],[282,68,284,68],[285,68,286,68],[248,68,249,68],[250,68,254,68],[255,68,257,68],[258,68,259,68],[260,68,265,68],[266,68,268,68],[229,68,230,68],[232,68,235,68],[236,68,237,68],[238,68,239,68],[240,68,244,68],[245,68,247,68],[215,60,215,61],[215,62,215,63],[215,64,215,65],[215,66,215,67],[223,68,224,68],[226,68,228,68],[214,60,214,63],[214,64,214,67],[214,68,216,68],[215,44,215,45],[215,46,215,47],[215,48,215,49],[215,50,215,51],[215,52,215,53],[215,56,215,57],[215,58,215,59],[154,57,154,58],[204,41,211,41],[214,41,216,41],[214,42,215,43],[214,44,214,53],[214,54,216,54],[214,55,216,55],[214,56,214,59],[123,52,123,53],[123,54,123,55],[143,41,150,41],[153,41,154,44],[153,45,155,45],[153,46,155,46],[153,47,153,58],[154,47,154,48],[154,49,154,52],[154,53,154,56],[122,46,124,46],[122,47,124,47],[122,48,122,55],[123,41,124,41],[123,42,124,42],[123,43,124,43],[123,44,124,44],[123,45,124,45],[123,48,123,49],[123,50,123,51],[102,41,105,41],[102,42,105,42],[106,41,109,41],[106,42,109,42],[112,41,119,41],[122,41,122,45],[93,41,94,41],[93,42,94,42],[95,41,97,41],[95,42,97,42],[98,41,101,41],[98,42,101,42],[85,41,87,41],[85,42,87,42],[88,41,90,41],[88,42,90,42],[91,41,92,41],[91,42,92,42],[62,41,69,41],[76,41,77,41],[76,42,77,42],[79,41,80,41],[79,42,80,42],[81,41,84,41],[81,42,84,42],[44,8,44,22],[44,23,44,24],[44,25,44,27],[44,1,44,7],[44,30,44,35],[40,25,40,28],[40,30,40,33],[41,25,41,28],[41,30,41,33],[42,25,42,28],[42,30,42,33],[43,6,43,9],[43,1,43,4],[43,13,43,16],[43,18,43,21],[42,1,42,4],[42,6,42,9],[42,13,42,16],[42,18,42,21],[43,25,43,28],[43,30,43,33],[38,1,38,4],[38,6,38,9],[38,13,38,16],[38,18,38,21],[39,25,39,28],[39,30,39,33],[38,25,38,28],[38,30,38,33],[37,1,37,4],[37,6,37,9],[37,13,37,16],[37,18,37,21],[37,25,37,28],[37,30,37,33],[36,1,36,4],[36,6,36,9],[36,13,36,16],[36,18,36,21],[36,25,36,28],[36,30,36,33],[35,1,35,4],[35,6,35,9],[35,13,35,16],[35,18,35,21],[35,25,35,28],[35,30,35,33],[25,25,25,28],[25,30,25,33],[25,61,25,63],[34,1,34,4],[34,6,34,9],[34,13,34,16],[34,18,34,21],[34,25,34,28],[34,29,34,33],[25,43,25,45],[25,46,25,48],[25,49,25,51],[25,52,25,54],[25,55,25,57],[25,58,25,60],[25,1,25,4],[25,6,25,9],[33,1,33,24],[33,25,33,35],[26,1,26,35],[25,13,25,16],[25,18,25,21],[24,25,24,28],[24,30,24,33],[22,25,22,28],[22,30,22,33],[22,1,22,4],[22,6,22,9],[21,13,21,16],[21,18,21,21],[21,25,21,28],[21,30,21,33],[24,13,24,16],[24,18,24,21],[24,1,24,4],[24,6,24,9],[23,13,23,16],[23,18,23,21],[23,25,23,28],[23,30,23,33],[2,1,2,3],[2,5,2,16],[2,17,2,20],[2,22,2,27],[2,28,2,30],[2,32,2,35],[23,1,23,4],[23,6,23,9],[22,13,22,16],[22,18,22,21],[20,1,20,4],[20,6,20,9],[35,46,35,56],[35,57,35,67],[0,1,0,35],[1,1,1,3],[1,5,1,16],[1,17,1,20],[1,22,1,27],[1,28,1,30],[1,32,1,35],[19,1,19,35],[21,1,21,4],[21,6,21,9],[20,13,20,16],[20,18,20,21],[20,25,20,28],[20,30,20,33],[2,36,2,39],[2,43,3,43],[3,1,3,3],[3,5,3,16],[3,17,3,20],[3,22,3,27],[3,28,3,30],[3,32,3,35]]}
[null,"Rafter steel design : ASD",null,null,null,null,null,null,null,null,null,null,null,null,null,null,null,null,null,null,null,null,null,null,null,null,null,null,null,null,null,null,null,null,null,null,"Created & Development"]
[null,"◙ Project",null,null,":","อาคารพานิชย์ 3 ชั้น",null,null,null,null,null,null,null,null,null,null,null,"◙ Date",null,null,null,":",{"$f":"TODAY()","v":"2012-12-09"},null,null,null,null,null,"◙ Time",null,null,":",{"$f":" NOW()","v":41252.775821064817},null,null,null,"Mr. Jirawat Kaewsup",null,null,null,null,null,null,1,null,null,1,4]
[null,"◙ Owner",null,null,":","คุณสมหวัง ดังปรารถนา",null,null,null,null,null,null,null,null,null,null,null,"◙ Engineer",null,null,null,":","นายจิรวัฒน์ แก้วทรัพย์",null,null,null,null,null,"◙ License",null,null,":","ภย.30857",null,null,null,"       Introduction",null,null,null,null,null,null,"E",2040000,null,2,{"$f":"IF(AV2=1,\"RB 6\",IF(AV2=2,\"RB 9\",IF(AV2=3,\"RB 12\",IF(AV2=4,\"RB 15\",IF(AV2=5,\"RB 19\",IF(AV2=6,\"RB 25\",IF(AV2=7,\"RB 28\",IF(AV2=8,\"RB 34\",IF(AV2=9,\"DB 10\",IF(AV2=10,\"DB 12\",IF(AV2=11,\"DB 16\",IF(AV2=12,\"DB 20\",IF(AV2=13,\"DB 22\",IF(AV2=14,\"DB 25\",IF(AV2=15,\"DB 28\",IF(AV2=16,\"DB 32\",IF(AV2=17,\"DB 34\",IF(AV2=18,\"DB 40\"))))))))))))))))))","v":"RB 15"}]
[null,"◙ Location",null,null,":","ตำบลในเมือง อำเภอเมือง จังหวัดนครราชสีมา",null,null,null,null,null,null,null,null,null,null,null,"◙ Rafter No.",null,null,null,":","Rafter-1",null,null,null,null,null,"◙ Floor",null,null,":","Roof",null,null,null,"   -ออกแบบตามมาตรฐาน AISC หรือ ว.ส.ท.",null,null,null,null,null,null,null,2100000,null,3,"Fe-24"]
[null,null,null,null,null,null,null,null,null,null,null,null,null,null,null,null,null,null,null,null,null,null,null,null,null,null,null,null,null,null,null,null,null,null,null,null,"   -Allowable Stress Design : ASD",null,null,null,null,null,null,"ɵ",{"$f":"ATAN(AE21/(AE26/2))","v":0.52225169432454177},null,4,"Fe-30"]
[null,null,null,null,null,null,null,null,null,null,null,null,null,null,null,null,null,null,null,null,null,null,null,null,null,null,null,null,null,null,null,null,null,null,null,null,"   -ป้อนข้อมูลเฉพาะตัวอักษรหรือตัวเลขสีน้ำเงิน",null,null,null,null,null,null,"L/2",{"$f":"AE26/2","v":4.5},"m.","Yes"]
[null,null,null,null,null,null,null,null,null,null,null,null,null,null,null,null,null,null,null,null,null,null,null,null,null,null,null,null,null,null,null,null,null,null,null,null,null,null,null,null,null,null,null,"Wx",{"$f":"ROUNDDOWN(G36,2)&\" kg./m.\"","v":"19.41 kg./m."},null,"No"]
[null,null,null,null,null,null,null,null,null,null,null,null,null,null,null,null,null,null,null,null,null,null,null,null,null,null,null,null,null,null,null,null,null,null,null,null,null,null,null,null,null,null,null,"Wy",{"$f":"ROUNDDOWN(G37,2)&\" kg./m.\"","v":"192.46 kg./m."}]
[null,null,null,null,null,null,null,null,null,null,null,null,null,null,null,null,null,null,null,null,null,null,null,null,null,null,null,null,null,null,null,null,null,null,null,null,null,null,null,null,null,null,null,"W",{"$f":"ROUNDDOWN(G26,2)&\" kg./m.\"","v":"33.42 kg./m."}]
[null,null,null,null,null,null,null,null,null,null,null,null,null,null,null,null,null,null,null,null,null,null,null,null,null,null,null,null,null,null,null,null,null,null,null,null,null,null,null,null,null,null,null,"L/2",{"$f":"G37/2","v":96.23483190682154}]
[null,null,null,null,null,null,null,null,null,null,null,null,null,null,null,null,null,null,null,null,null,null,null,null,null,null,null,null,null,null,null,null,null,null,null,null,null,null,null,null,null,null,null,"Win load",{"$f":"(S24*(2*SIN(AS5))/(1+(SIN(AS5)^2)))*AE25","v":13.580920971118841},"kg./m."]
[null,null,null,null,null,null,null,null,null,null,null,null,null,null,null,null,null,null,null,null,null,null,null,null,null,null,null,null,null,null,null,null,null,null,null,null,null,null,null,null,null,null,null,null,{"$f":"SQRT((AE21^2)+(AS6^2))","v":5.1921190279114366},"m."]
[null,null,null,null,null,null,null,null,null,null,null,null,null,null,null,null,null,null,null,null,null,null,null,null,null,null,null,null,null,null,null,null,null,null,null,null,null,null,null,null,null,null,null,null,{"$f":"ROUNDUP(AS12/AE25,0)+1","v":17},"bar."]
[null,null,null,null,null,null,null,null,null,null,null,null,null,null,null,null,null,null,null,null,null,null,null,null,null,null,null,null,null,null,null,null,null,null,null,null,null,null,null,null,null,null,null,null,{"$f":"IF(S24=0,(G26*COS(AS5)),0.75*((G26*COS(AS5))+AS11))","v":31.909480070158502},"kg./m."]
[null,null,null,null,null,null,null,null,null,null,null,null,null,null,null,null,null,null,null,null,null,null,null,null,null,null,null,null,null,null,null,null,null,null,null,null,null,null,null,null,null,null,null,null,{"$f":"AE22/COS(AS5)","v":1.3845650741097164},"m."]
[null,null,null,null,null,null,null,null,null,null,null,null,null,null,null,null,null,null,null,null,null,null,null,null,null,null,null,null,null,null,null,null,null,null,null,null,null,null,null,null,null,null,null,null,{"$f":"AS12-AS15","v":3.8075539538017202},"m."]
[]
[null,null,null,null,null,null,null,null,null,null,null,null,null,null,null,null,null,null,null,null,null,null,null,null,null,null,null,null,null,null,null,null,null,null,null,null,null,null,null,null,null,null,{"$f":"IF(AR2=1,\"Use : C-Light Lip Channel\",IF(AR2=2,\"Use : Square Tube\",IF(AR2=3,\"Use : Rectangular Tube\",IF(AR2=4,\"Use : Equal leg Angel\",IF(AR2=5,\"Use : C-Channel\",IF(AR2=6,\"Use : WF-Wide Flange\",IF(AR2=7,\"Use : I-Beam\",IF(AR2=8,\"Use : Unequal leg Angel\"))))))))","v":"Use : C-Light Lip Channel"}]
[]
[null,"Input Data"]
[null,"Use Steel Grade",null,null,null," =","Fe-24",null,null,null,null,null,null," roofing material",null,null,null," =",50,null,null,null,"kg./m.2",null,null,"H",null,null,null," =",2.59,null,null,null,"m."]
[null,"Es",null,null,null," =",2100000,null,null,null,"kg./cm.2",null,null,"Weight of purlin",null,null,null," =",1.1200000000000001,null,null,null,"kg./m.",null,null,"L3",null,null,null," =",1.2,null,null,null,"m."]
[null,"Fy",null,null,null," =",{"$f":"IF(G21=\"Fe-24\",2400,IF(G21=\"Fe-30\",3000))","v":2400},null,null,null,"kg./cm.2",null,null,"Live load",null,null,null," =",30,null,null,null,"kg./m.2",null,null,"L4",null,null,null," =",3.3,null,null,null,"m."]
[null,"Fb",null,null,null," =",{"$f":"0.6*G23","v":1440},null,null,null,"kg./cm.2",null,null,"Wind load",null,null,null," =",50,null,null,null,"kg./m.2",null,null,"D",null,null,null," =",2,null,null,null,"m."]
[null,"W",null,null,null," =",{"$f":"(((AS14*AE24/2)/AE25)*2)+(S26*COS(AS5))","v":192.46966381364308},null,null,null,"kg./m.",null,null,"Weight Ect.",null,null,null," =",15,null,null,null,"kg./m.2",null,null,"s",null,null,null," =",0.34,null,null,null,"m."]
[null,"Wg",null,null,null," =",{"$f":"((S21+S23+S25)*AE25)+S22","v":33.42},null,null,null,"kg./m.",null,null,"Weight of rafter",null,null,null," =",5.5,null,null,null,"kg./m.",null,null,"L",null,null,null," =",{"$f":"(AE23+AE22)*2","v":9},null,null,null,"m.",null,null,null,null,null,null,null,null,"C-Light Lip Channel",null,null,"Square Tube",null,null,"Rectangular Tube",null,null,"Equal leg Angle",null,null,"C-Channel",null,null,"WF-Wide Flange",null,null,"I-Beam",null,null,"Unequal leg Angle"]
[null,"Analysis & Design",null,null,null,null,null,null,null,null,null,null,null,null,null,null,null,null,null,null,null,null,null,null,null,null,null,null,null,null,null,null,null,null,null,null,null,null,null,null,null,null,null,"Ix",{"$f":"IF(AND(AR2=1,AD35=AO342),VLOOKUP(1,AN342:BC386,9,FALSE),IF(AND(AR2=1,AD35=AO343),VLOOKUP(2,AN342:BC386,9,FALSE),IF(AND(AR2=1,AD35=AO344),VLOOKUP(3,AN342:BC386,9,FALSE),IF(AND(AR2=1,AD35=AO345),VLOOKUP(4,AN342:BC386,9,FALSE),IF(AND(AR2=1,AD35=AO346),VLOOKUP(5,AN342:BC386,9,FALSE),IF(AND(AR2=1,AD35=AO347),VLOOKUP(6,AN342:BC386,9,FALSE),IF(AND(AR2=1,AD35=AO348),VLOOKUP(7,AN342:BC386,9,FALSE),IF(AND(AR2=1,AD35=AO349),VLOOKUP(8,AN342:BC386,9,FALSE),IF(AND(AR2=1,AD35=AO350),VLOOKUP(9,AN342:BC386,9,FALSE),IF(AND(AR2=1,AD35=AO351),VLOOKUP(10,AN342:BC386,9,FALSE),IF(AND(AR2=1,AD35=AO352),VLOOKUP(11,AN342:BC386,9,FALSE),IF(AND(AR2=1,AD35=AO353),VLOOKUP(12,AN342:BC386,9,FALSE),IF(AND(AR2=1,AD35=AO354),VLOOKUP(13,AN342:BC386,9,FALSE),IF(AND(AR2=1,AD35=AO355),VLOOKUP(14,AN342:BC386,9,FALSE),IF(AND(AR2=1,AD35=AO356),VLOOKUP(15,AN342:BC386,9,FALSE),IF(AND(AR2=1,AD35=AO357),VLOOKUP(16,AN342:BC386,9,FALSE),IF(AND(AR2=1,AD35=AO358),VLOOKUP(17,AN342:BC386,9,FALSE),IF(AND(AR2=1,AD35=AO359),VLOOKUP(18,AN342:BC386,9,FALSE),IF(AND(AR2=1,AD35=AO360),VLOOKUP(19,AN342:BC386,9,FALSE),IF(AND(AR2=1,AD35=AO361),VLOOKUP(20,AN342:BC386,9,FALSE),IF(AND(AR2=1,AD35=AO362),VLOOKUP(21,AN342:BC386,9,FALSE),IF(AND(AR2=1,AD35=AO363),VLOOKUP(22,AN342:BC386,9,FALSE),IF(AND(AR2=1,AD35=AO364),VLOOKUP(23,AN342:BC386,9,FALSE),IF(AND(AR2=1,AD35=AO365),VLOOKUP(24,AN342:BC386,9,FALSE),IF(AND(AR2=1,AD35=AO366),VLOOKUP(25,AN342:BC386,9,FALSE),IF(AND(AR2=1,AD35=AO367),VLOOKUP(26,AN342:BC386,9,FALSE),IF(AND(AR2=1,AD35=AO368),VLOOKUP(27,AN342:BC386,9,FALSE),IF(AND(AR2=1,AD35=AO369),VLOOKUP(28,AN342:BC386,9,FALSE),IF(AND(AR2=1,AD35=AO370),VLOOKUP(29,AN342:BC386,9,FALSE),IF(AND(AR2=1,AD35=AO371),VLOOKUP(30,AN342:BC386,9,FALSE),IF(AND(AR2=1,AD35=AO372),VLOOKUP(31,AN342:BC386,9,FALSE),IF(AND(AR2=1,AD35=AO373),VLOOKUP(32,AN342:BC386,9,FALSE),IF(AND(AR2=1,AD35=AO374),VLOOKUP(33,AN342:BC386,9,FALSE),IF(AND(AR2=1,AD35=AO375),VLOOKUP(34,AN342:BC386,9,FALSE),IF(AND(AR2=1,AD35=AO376),VLOOKUP(35,AN342:BC386,9,FALSE),IF(AND(AR2=1,AD35=AO377),VLOOKUP(36,AN342:BC386,9,FALSE),IF(AND(AR2=1,AD35=AO378),VLOOKUP(37,AN342:BC386,9,FALSE),IF(AND(AR2=1,AD35=AO379),VLOOKUP(38,AN342:BC386,9,FALSE),IF(AND(AR2=1,AD35=AO380),VLOOKUP(39,AN342:BC386,9,FALSE),IF(AND(AR2=1,AD35=AO381),VLOOKUP(40,AN342:BC386,9,FALSE),IF(AND(AR2=1,AD35=AO382),VLOOKUP(41,AN342:BC386,9,FALSE),IF(AND(AR2=1,AD35=AO383),VLOOKUP(42,AN342:BC386,9,FALSE),IF(AND(AR2=1,AD35=AO384),VLOOKUP(43,AN342:BC386,9,FALSE),IF(AND(AR2=1,AD35=AO385),VLOOKUP(44,AN342:BC386,9,FALSE),IF(AND(AR2=1,AD35=AO386),VLOOKUP(45,AN342:BC386,9,FALSE))))))))))))))))))))))))))))))))))))))))))))))","v":107},"cm4","Ix",{"$f":"IF(AND(AR2=2,AD35=AO443),VLOOKUP(1,AN443:AW474,8,FALSE),IF(AND(AR2=2,AD35=AO444),VLOOKUP(2,AN443:AW474,8,FALSE),IF(AND(AR2=2,AD35=AO445),VLOOKUP(3,AN443:AW474,8,FALSE),IF(AND(AR2=2,AD35=AO446),VLOOKUP(4,AN443:AW474,8,FALSE),IF(AND(AR2=2,AD35=AO447),VLOOKUP(5,AN443:AW474,8,FALSE),IF(AND(AR2=2,AD35=AO448),VLOOKUP(6,AN443:AW474,8,FALSE),IF(AND(AR2=2,AD35=AO449),VLOOKUP(7,AN443:AW474,8,FALSE),IF(AND(AR2=2,AD35=AO450),VLOOKUP(8,AN443:AW474,8,FALSE),IF(AND(AR2=2,AD35=AO451),VLOOKUP(9,AN443:AW474,8,FALSE),IF(AND(AR2=2,AD35=AO452),VLOOKUP(10,AN443:AW474,8,FALSE),IF(AND(AR2=2,AD35=AO453),VLOOKUP(11,AN443:AW474,8,FALSE),IF(AND(AR2=2,AD35=AO454),VLOOKUP(12,AN443:AW474,8,FALSE),IF(AND(AR2=2,AD35=AO455),VLOOKUP(13,AN443:AW474,8,FALSE),IF(AND(AR2=2,AD35=AO456),VLOOKUP(14,AN443:AW474,8,FALSE),IF(AND(AR2=2,AD35=AO457),VLOOKUP(15,AN443:AW474,8,FALSE),IF(AND(AR2=2,AD35=AO458),VLOOKUP(16,AN443:AW474,8,FALSE),IF(AND(AR2=2,AD35=AO459),VLOOKUP(17,AN443:AW474,8,FALSE),IF(AND(AR2=2,AD35=AO460),VLOOKUP(18,AN443:AW474,8,FALSE),IF(AND(AR2=2,AD35=AO461),VLOOKUP(19,AN443:AW474,8,FALSE),IF(AND(AR2=2,AD35=AO462),VLOOKUP(20,AN443:AW474,8,FALSE),IF(AND(AR2=2,AD35=AO463),VLOOKUP(21,AN443:AW474,8,FALSE),IF(AND(AR2=2,AD35=AO464),VLOOKUP(22,AN443:AW474,8,FALSE),IF(AND(AR2=2,AD35=AO465),VLOOKUP(23,AN443:AW474,8,FALSE),IF(AND(AR2=2,AD35=AO466),VLOOKUP(24,AN443:AW474,8,FALSE),IF(AND(AR2=2,AD35=AO467),VLOOKUP(25,AN443:AW474,8,FALSE),IF(AND(AR2=2,AD35=AO468),VLOOKUP(26,AN443:AW474,8,FALSE),IF(AND(AR2=2,AD35=AO469),VLOOKUP(27,AN443:AW474,8,FALSE),IF(AND(AR2=2,AD35=AO470),VLOOKUP(28,AN443:AW474,8,FALSE),IF(AND(AR2=2,AD35=AO471),VLOOKUP(29,AN443:AW474,8,FALSE),IF(AND(AR2=2,AD35=AO472),VLOOKUP(30,AN443:AW474,8,FALSE),IF(AND(AR2=2,AD35=AO473),VLOOKUP(31,AN443:AW474,8,FALSE),IF(AND(AR2=2,AD35=AO474),VLOOKUP(32,AN443:AW474,8,FALSE)))))))))))))))))))))))))))))))))","v":false},"cm4","Ix",{"$f":"IF(AND(AR2=3,AD35=AO402),VLOOKUP(1,AN402:AZ427,8,FALSE),IF(AND(AR2=3,AD35=AO403),VLOOKUP(2,AN402:AZ427,8,FALSE),IF(AND(AR2=3,AD35=AO404),VLOOKUP(3,AN402:AZ427,8,FALSE),IF(AND(AR2=3,AD35=AO405),VLOOKUP(4,AN402:AZ427,8,FALSE),IF(AND(AR2=3,AD35=AO406),VLOOKUP(5,AN402:AZ427,8,FALSE),IF(AND(AR2=3,AD35=AO407),VLOOKUP(6,AN402:AZ427,8,FALSE),IF(AND(AR2=3,AD35=AO408),VLOOKUP(7,AN402:AZ427,8,FALSE),IF(AND(AR2=3,AD35=AO409),VLOOKUP(8,AN402:AZ427,8,FALSE),IF(AND(AR2=3,AD35=AO410),VLOOKUP(9,AN402:AZ427,8,FALSE),IF(AND(AR2=3,AD35=AO411),VLOOKUP(10,AN402:AZ427,8,FALSE),IF(AND(AR2=3,AD35=AO412),VLOOKUP(11,AN402:AZ427,8,FALSE),IF(AND(AR2=3,AD35=AO413),VLOOKUP(12,AN402:AZ427,8,FALSE),IF(AND(AR2=3,AD35=AO414),VLOOKUP(13,AN402:AZ427,8,FALSE),IF(AND(AR2=3,AD35=AO415),VLOOKUP(14,AN402:AZ427,8,FALSE),IF(AND(AR2=3,AD35=AO416),VLOOKUP(15,AN402:AZ427,8,FALSE),IF(AND(AR2=3,AD35=AO417),VLOOKUP(16,AN402:AZ427,8,FALSE),IF(AND(AR2=3,AD35=AO418),VLOOKUP(17,AN402:AZ427,8,FALSE),IF(AND(AR2=3,AD35=AO419),VLOOKUP(18,AN402:AZ427,8,FALSE),IF(AND(AR2=3,AD35=AO420),VLOOKUP(19,AN402:AZ427,8,FALSE),IF(AND(AR2=3,AD35=AO421),VLOOKUP(20,AN402:AZ427,8,FALSE),IF(AND(AR2=3,AD35=AO422),VLOOKUP(21,AN402:AZ427,8,FALSE),IF(AND(AR2=3,AD35=AO423),VLOOKUP(22,AN402:AZ427,8,FALSE),IF(AND(AR2=3,AD35=AO424),VLOOKUP(23,AN402:AZ427,8,FALSE),IF(AND(AR2=3,AD35=AO425),VLOOKUP(24,AN402:AZ427,8,FALSE),IF(AND(AR2=3,AD35=AO426),VLOOKUP(25,AN402:AZ427,8,FALSE),IF(AND(AR2=3,AD35=AO427),VLOOKUP(26,AN402:AZ427,8,FALSE)))))))))))))))))))))))))))","v":false},"cm4","Ix",{"$f":"IF(AND(AR2=4,AD35=AO157),VLOOKUP(1,AN157:BG202,11,FALSE),IF(AND(AR2=4,AD35=AO158),VLOOKUP(2,AN157:BG202,11,FALSE),IF(AND(AR2=4,AD35=AO159),VLOOKUP(3,AN157:BG202,11,FALSE),IF(AND(AR2=4,AD35=AO160),VLOOKUP(4,AN157:BG202,11,FALSE),IF(AND(AR2=4,AD35=AO161),VLOOKUP(5,AN157:BG202,11,FALSE),IF(AND(AR2=4,AD35=AO162),VLOOKUP(6,AN157:BG202,11,FALSE),IF(AND(AR2=4,AD35=AO163),VLOOKUP(7,AN157:BG202,11,FALSE),IF(AND(AR2=4,AD35=AO164),VLOOKUP(8,AN157:BG202,11,FALSE),IF(AND(AR2=4,AD35=AO165),VLOOKUP(9,AN157:BG202,11,FALSE),IF(AND(AR2=4,AD35=AO166),VLOOKUP(10,AN157:BG202,11,FALSE),IF(AND(AR2=4,AD35=AO167),VLOOKUP(11,AN157:BG202,11,FALSE),IF(AND(AR2=4,AD35=AO168),VLOOKUP(12,AN157:BG202,11,FALSE),IF(AND(AR2=4,AD35=AO169),VLOOKUP(13,AN157:BG202,11,FALSE),IF(AND(AR2=4,AD35=AO170),VLOOKUP(14,AN157:BG202,11,FALSE),IF(AND(AR2=4,AD35=AO171),VLOOKUP(15,AN157:BG202,11,FALSE),IF(AND(AR2=4,AD35=AO172),VLOOKUP(16,AN157:BG202,11,FALSE),IF(AND(AR2=4,AD35=AO173),VLOOKUP(17,AN157:BG202,11,FALSE),IF(AND(AR2=4,AD35=AO174),VLOOKUP(18,AN157:BG202,11,FALSE),IF(AND(AR2=4,AD35=AO175),VLOOKUP(19,AN157:BG202,11,FALSE),IF(AND(AR2=4,AD35=AO176),VLOOKUP(20,AN157:BG202,11,FALSE),IF(AND(AR2=4,AD35=AO177),VLOOKUP(21,AN157:BG202,11,FALSE),IF(AND(AR2=4,AD35=AO178),VLOOKUP(22,AN157:BG202,11,FALSE),IF(AND(AR2=4,AD35=AO179),VLOOKUP(23,AN157:BG202,11,FALSE),IF(AND(AR2=4,AD35=AO180),VLOOKUP(24,AN157:BG202,11,FALSE),IF(AND(AR2=4,AD35=AO181),VLOOKUP(25,AN157:BG202,11,FALSE),IF(AND(AR2=4,AD35=AO182),VLOOKUP(26,AN157:BG202,11,FALSE),IF(AND(AR2=4,AD35=AO183),VLOOKUP(27,AN157:BG202,11,FALSE),IF(AND(AR2=4,AD35=AO184),VLOOKUP(28,AN157:BG202,11,FALSE),IF(AND(AR2=4,AD35=AO185),VLOOKUP(29,AN157:BG202,11,FALSE),IF(AND(AR2=4,AD35=AO186),VLOOKUP(30,AN157:BG202,11,FALSE),IF(AND(AR2=4,AD35=AO187),VLOOKUP(31,AN157:BG202,11,FALSE),IF(AND(AR2=4,AD35=AO188),VLOOKUP(32,AN157:BG202,11,FALSE),IF(AND(AR2=4,AD35=AO189),VLOOKUP(33,AN157:BG202,11,FALSE),IF(AND(AR2=4,AD35=AO190),VLOOKUP(34,AN157:BG202,11,FALSE),IF(AND(AR2=4,AD35=AO191),VLOOKUP(35,AN157:BG202,11,FALSE),IF(AND(AR2=4,AD35=AO192),VLOOKUP(36,AN157:BG202,11,FALSE),IF(AND(AR2=4,AD35=AO193),VLOOKUP(37,AN157:BG202,11,FALSE),IF(AND(AR2=4,AD35=AO194),VLOOKUP(38,AN157:BG202,11,FALSE),IF(AND(AR2=4,AD35=AO195),VLOOKUP(39,AN157:BG202,11,FALSE),IF(AND(AR2=4,AD35=AO196),VLOOKUP(40,AN157:BG202,11,FALSE),IF(AND(AR2=4,AD35=AO197),VLOOKUP(41,AN157:BG202,11,FALSE),IF(AND(AR2=4,AD35=AO198),VLOOKUP(42,AN157:BG202,11,FALSE),IF(AND(AR2=4,AD35=AO199),VLOOKUP(43,AN157:BG202,11,FALSE),IF(AND(AR2=4,AD35=AO200),VLOOKUP(44,AN157:BG202,11,FALSE),IF(AND(AR2=4,AD35=AO201),VLOOKUP(45,AN157:BG202,11,FALSE),IF(AND(AR2=4,AD35=AO202),VLOOKUP(46,AN157:BG202,11,FALSE)))))))))))))))))))))))))))))))))))))))))))))))","v":false},"cm4","Ix",{"$f":"IF(AND(AR2=5,AD35=AO126),VLOOKUP(1,AN126:BD141,12,FALSE),IF(AND(AR2=5,AD35=AO127),VLOOKUP(2,AN126:BD141,12,FALSE),IF(AND(AR2=5,AD35=AO128),VLOOKUP(3,AN126:BD141,12,FALSE),IF(AND(AR2=5,AD35=AO129),VLOOKUP(4,AN126:BD141,12,FALSE),IF(AND(AR2=5,AD35=AO130),VLOOKUP(5,AN126:BD141,12,FALSE),IF(AND(AR2=5,AD35=AO131),VLOOKUP(6,AN126:BD141,12,FALSE),IF(AND(AR2=5,AD35=AO132),VLOOKUP(7,AN126:BD141,12,FALSE),IF(AND(AR2=5,AD35=AO133),VLOOKUP(8,AN126:BD141,12,FALSE),IF(AND(AR2=5,AD35=AO134),VLOOKUP(9,AN126:BD141,12,FALSE),IF(AND(AR2=5,AD35=AO135),VLOOKUP(10,AN126:BD141,12,FALSE),IF(AND(AR2=5,AD35=AO136),VLOOKUP(11,AN126:BD141,12,FALSE),IF(AND(AR2=5,AD35=AO137),VLOOKUP(12,AN126:BD141,12,FALSE),IF(AND(AR2=5,AD35=AO138),VLOOKUP(13,AN126:BD141,12,FALSE),IF(AND(AR2=5,AD35=AO139),VLOOKUP(14,AN126:BD141,12,FALSE),IF(AND(AR2=5,AD35=AO140),VLOOKUP(15,AN126:BD141,12,FALSE),IF(AND(AR2=5,AD35=AO141),VLOOKUP(16,AN126:BD141,12,FALSE)))))))))))))))))","v":false},"cm4","Ix",{"$f":"IF(AND(AR2=6,AD35=AO218),VLOOKUP(1,AN218:BQ290,18,FALSE),IF(AND(AR2=6,AD35=AO219),VLOOKUP(2,AN218:BQ290,18,FALSE),IF(AND(AR2=6,AD35=AO220),VLOOKUP(3,AN218:BQ290,18,FALSE),IF(AND(AR2=6,AD35=AO221),VLOOKUP(4,AN218:BQ290,18,FALSE),IF(AND(AR2=6,AD35=AO222),VLOOKUP(5,AN218:BQ290,18,FALSE),IF(AND(AR2=6,AD35=AO223),VLOOKUP(6,AN218:BQ290,18,FALSE),IF(AND(AR2=6,AD35=AO224),VLOOKUP(7,AN218:BQ290,18,FALSE),IF(AND(AR2=6,AD35=AO225),VLOOKUP(8,AN218:BQ290,18,FALSE),IF(AND(AR2=6,AD35=AO226),VLOOKUP(9,AN218:BQ290,18,FALSE),IF(AND(AR2=6,AD35=AO227),VLOOKUP(10,AN218:BQ290,18,FALSE),IF(AND(AR2=6,AD35=AO228),VLOOKUP(11,AN218:BQ290,18,FALSE),IF(AND(AR2=6,AD35=AO229),VLOOKUP(12,AN218:BQ290,18,FALSE),IF(AND(AR2=6,AD35=AO230),VLOOKUP(13,AN218:BQ290,18,FALSE),IF(AND(AR2=6,AD35=AO231),VLOOKUP(14,AN218:BQ290,18,FALSE),IF(AND(AR2=6,AD35=AO232),VLOOKUP(15,AN218:BQ290,18,FALSE),IF(AND(AR2=6,AD35=AO233),VLOOKUP(16,AN218:BQ290,18,FALSE),IF(AND(AR2=6,AD35=AO234),VLOOKUP(17,AN218:BQ290,18,FALSE),IF(AND(AR2=6,AD35=AO235),VLOOKUP(18,AN218:BQ290,18,FALSE),IF(AND(AR2=6,AD35=AO236),VLOOKUP(19,AN218:BQ290,18,FALSE),IF(AND(AR2=6,AD35=AO237),VLOOKUP(20,AN218:BQ290,18,FALSE),IF(AND(AR2=6,AD35=AO238),VLOOKUP(21,AN218:BQ290,18,FALSE),IF(AND(AR2=6,AD35=AO239),VLOOKUP(22,AN218:BQ290,18,FALSE),IF(AND(AR2=6,AD35=AO240),VLOOKUP(23,AN218:BQ290,18,FALSE),IF(AND(AR2=6,AD35=AO241),VLOOKUP(24,AN218:BQ290,18,FALSE),IF(AND(AR2=6,AD35=AO242),VLOOKUP(25,AN218:BQ290,18,FALSE),IF(AND(AR2=6,AD35=AO243),VLOOKUP(26,AN218:BQ290,18,FALSE),IF(AND(AR2=6,AD35=AO244),VLOOKUP(27,AN218:BQ290,18,FALSE),IF(AND(AR2=6,AD35=AO245),VLOOKUP(28,AN218:BQ290,18,FALSE),IF(AND(AR2=6,AD35=AO246),VLOOKUP(29,AN218:BQ290,18,FALSE),IF(AND(AR2=6,AD35=AO247),VLOOKUP(30,AN218:BQ290,18,FALSE),IF(AND(AR2=6,AD35=AO248),VLOOKUP(31,AN218:BQ290,18,FALSE),IF(AND(AR2=6,AD35=AO249),VLOOKUP(32,AN218:BQ290,18,FALSE),IF(AND(AR2=6,AD35=AO250),VLOOKUP(33,AN218:BQ290,18,FALSE),IF(AND(AR2=6,AD35=AO251),VLOOKUP(34,AN218:BQ290,18,FALSE),IF(AND(AR2=6,AD35=AO252),VLOOKUP(35,AN218:BQ290,18,FALSE),IF(AND(AR2=6,AD35=AO253),VLOOKUP(36,AN218:BQ290,18,FALSE),IF(AND(AR2=6,AD35=AO254),VLOOKUP(37,AN218:BQ290,18,FALSE),IF(AND(AR2=6,AD35=AO255),VLOOKUP(38,AN218:BQ290,18,FALSE),IF(AND(AR2=6,AD35=AO256),VLOOKUP(39,AN218:BQ290,18,FALSE),IF(AND(AR2=6,AD35=AO257),VLOOKUP(40,AN218:BQ290,18,FALSE),IF(AND(AR2=6,AD35=AO258),VLOOKUP(41,AN218:BQ290,18,FALSE),IF(AND(AR2=6,AD35=AO259),VLOOKUP(42,AN218:BQ290,18,FALSE),IF(AND(AR2=6,AD35=AO260),VLOOKUP(43,AN218:BQ290,18,FALSE),IF(AND(AR2=6,AD35=AO261),VLOOKUP(44,AN218:BQ290,18,FALSE),IF(AND(AR2=6,AD35=AO262),VLOOKUP(45,AN218:BQ290,18,FALSE),IF(AND(AR2=6,AD35=AO263),VLOOKUP(46,AN218:BQ290,18,FALSE),IF(AND(AR2=6,AD35=AO264),VLOOKUP(47,AN218:BQ290,18,FALSE),IF(AND(AR2=6,AD35=AO265),VLOOKUP(48,AN218:BQ290,18,FALSE),IF(AND(AR2=6,AD35=AO266),VLOOKUP(49,AN218:BQ290,18,FALSE),IF(AND(AR2=6,AD35=AO267),VLOOKUP(50,AN218:BQ290,18,FALSE),IF(AND(AR2=6,AD35=AO268),VLOOKUP(51,AN218:BQ290,18,FALSE),IF(AND(AR2=6,AD35=AO269),VLOOKUP(52,AN218:BQ290,18,FALSE),IF(AND(AR2=6,AD35=AO270),VLOOKUP(53,AN218:BQ290,18,FALSE),IF(AND(AR2=6,AD35=AO271),VLOOKUP(54,AN218:BQ290,18,FALSE),IF(AND(AR2=6,AD35=AO272),VLOOKUP(55,AN218:BQ290,18,FALSE),IF(AND(AR2=6,AD35=AO273),VLOOKUP(56,AN218:BQ290,18,FALSE),IF(AND(AR2=6,AD35=AO274),VLOOKUP(57,AN218:BQ290,18,FALSE),IF(AND(AR2=6,AD35=AO275),VLOOKUP(58,AN218:BQ290,18,FALSE),IF(AND(AR2=6,AD35=AO276),VLOOKUP(59,AN218:BQ290,18,FALSE),IF(AND(AR2=6,AD35=AO277),VLOOKUP(60,AN218:BQ290,18,FALSE),IF(AND(AR2=6,AD35=AO278),VLOOKUP(61,AN218:BQ290,18,FALSE),IF(AND(AR2=6,AD35=AO279),VLOOKUP(62,AN218:BQ290,18,FALSE),IF(AND(AR2=6,AD35=AO280),VLOOKUP(63,AN218:BQ290,18,FALSE),IF(AND(AR2=6,AD35=AO281),VLOOKUP(64,AN218:BQ290,18,FALSE)))))))))))))))))))))))))))))))))))))))))))))))))))))))))))))))))","v":false},"cm4","Ix",{"$f":"IF(AND(AR2=7,AD35=AO308),VLOOKUP(1,AN308:BB327,10,FALSE),IF(AND(AR2=7,AD35=AO309),VLOOKUP(2,AN308:BB327,10,FALSE),IF(AND(AR2=7,AD35=AO310),VLOOKUP(3,AN308:BB327,10,FALSE),IF(AND(AR2=7,AD35=AO311),VLOOKUP(4,AN308:BB327,10,FALSE),IF(AND(AR2=7,AD35=AO312),VLOOKUP(5,AN308:BB327,10,FALSE),IF(AND(AR2=7,AD35=AO313),VLOOKUP(6,AN308:BB327,10,FALSE),IF(AND(AR2=7,AD35=AO314),VLOOKUP(7,AN308:BB327,10,FALSE),IF(AND(AR2=7,AD35=AO315),VLOOKUP(8,AN308:BB327,10,FALSE),IF(AND(AR2=7,AD35=AO316),VLOOKUP(9,AN308:BB327,10,FALSE),IF(AND(AR2=7,AD35=AO317),VLOOKUP(10,AN308:BB327,10,FALSE),IF(AND(AR2=7,AD35=AO318),VLOOKUP(11,AN308:BB327,10,FALSE),IF(AND(AR2=7,AD35=AO319),VLOOKUP(12,AN308:BB327,10,FALSE),IF(AND(AR2=7,AD35=AO320),VLOOKUP(13,AN308:BB327,10,FALSE),IF(AND(AR2=7,AD35=AO321),VLOOKUP(14,AN308:BB327,10,FALSE),IF(AND(AR2=7,AD35=AO322),VLOOKUP(15,AN308:BB327,10,FALSE),IF(AND(AR2=7,AD35=AO323),VLOOKUP(16,AN308:BB327,10,FALSE),IF(AND(AR2=7,AD35=AO324),VLOOKUP(17,AN308:BB327,10,FALSE),IF(AND(AR2=7,AD35=AO325),VLOOKUP(18,AN308:BB327,10,FALSE),IF(AND(AR2=7,AD35=AO326),VLOOKUP(19,AN308:BB327,10,FALSE),IF(AND(AR2=7,AD35=AO327),VLOOKUP(20,AN308:BB327,10,FALSE)))))))))))))))))))))","v":false},"cm4","Ix",{"$f":"IF(AND(AR2=8,AD35=AO1062),VLOOKUP(1,AN1062:BG1074,11,FALSE),IF(AND(AR2=8,AD35=AO1063),VLOOKUP(2,AN1062:BG1074,11,FALSE),IF(AND(AR2=8,AD35=AO1064),VLOOKUP(3,AN1062:BG1074,11,FALSE),IF(AND(AR2=8,AD35=AO1065),VLOOKUP(4,AN1062:BG1074,11,FALSE),IF(AND(AR2=8,AD35=AO1066),VLOOKUP(5,AN1062:BG1074,11,FALSE),IF(AND(AR2=8,AD35=AO1067),VLOOKUP(6,AN1062:BG1074,11,FALSE),IF(AND(AR2=8,AD35=AO1068),VLOOKUP(7,AN1062:BG1074,11,FALSE),IF(AND(AR2=8,AD35=AO1069),VLOOKUP(8,AN1062:BG1074,11,FALSE),IF(AND(AR2=8,AD35=AO1070),VLOOKUP(9,AN1062:BG1074,11,FALSE),IF(AND(AR2=8,AD35=AO1071),VLOOKUP(10,AN1062:BG1074,11,FALSE),IF(AND(AR2=8,AD35=AO1072),VLOOKUP(11,AN1062:BG1074,11,FALSE),IF(AND(AR2=8,AD35=AO1073),VLOOKUP(12,AN1062:BG1074,11,FALSE),IF(AND(AR2=8,AD35=AO1074),VLOOKUP(13,AN1062:BG1074,11,FALSE))))))))))))))","v":false},"cm4"]
[null,null,null,null,null,null,null,null,null,null,null,null,null,null,null,null,null,null,null,null,null,null,null,null,null,null,null,null,null,null,null,null,null,null,null,null,null,null,null,null,null,null,null,"Iy",{"$f":"IF(AND(AR2=1,AD35=AO342),VLOOKUP(1,AN342:BC386,10,FALSE),IF(AND(AR2=1,AD35=AO343),VLOOKUP(2,AN342:BC386,10,FALSE),IF(AND(AR2=1,AD35=AO344),VLOOKUP(3,AN342:BC386,10,FALSE),IF(AND(AR2=1,AD35=AO345),VLOOKUP(4,AN342:BC386,10,FALSE),IF(AND(AR2=1,AD35=AO346),VLOOKUP(5,AN342:BC386,10,FALSE),IF(AND(AR2=1,AD35=AO347),VLOOKUP(6,AN342:BC386,10,FALSE),IF(AND(AR2=1,AD35=AO348),VLOOKUP(7,AN342:BC386,10,FALSE),IF(AND(AR2=1,AD35=AO349),VLOOKUP(8,AN342:BC386,10,FALSE),IF(AND(AR2=1,AD35=AO350),VLOOKUP(9,AN342:BC386,10,FALSE),IF(AND(AR2=1,AD35=AO351),VLOOKUP(10,AN342:BC386,10,FALSE),IF(AND(AR2=1,AD35=AO352),VLOOKUP(11,AN342:BC386,10,FALSE),IF(AND(AR2=1,AD35=AO353),VLOOKUP(12,AN342:BC386,10,FALSE),IF(AND(AR2=1,AD35=AO354),VLOOKUP(13,AN342:BC386,10,FALSE),IF(AND(AR2=1,AD35=AO355),VLOOKUP(14,AN342:BC386,10,FALSE),IF(AND(AR2=1,AD35=AO356),VLOOKUP(15,AN342:BC386,10,FALSE),IF(AND(AR2=1,AD35=AO357),VLOOKUP(16,AN342:BC386,10,FALSE),IF(AND(AR2=1,AD35=AO358),VLOOKUP(17,AN342:BC386,10,FALSE),IF(AND(AR2=1,AD35=AO359),VLOOKUP(18,AN342:BC386,10,FALSE),IF(AND(AR2=1,AD35=AO360),VLOOKUP(19,AN342:BC386,10,FALSE),IF(AND(AR2=1,AD35=AO361),VLOOKUP(20,AN342:BC386,10,FALSE),IF(AND(AR2=1,AD35=AO362),VLOOKUP(21,AN342:BC386,10,FALSE),IF(AND(AR2=1,AD35=AO363),VLOOKUP(22,AN342:BC386,10,FALSE),IF(AND(AR2=1,AD35=AO364),VLOOKUP(23,AN342:BC386,10,FALSE),IF(AND(AR2=1,AD35=AO365),VLOOKUP(24,AN342:BC386,10,FALSE),IF(AND(AR2=1,AD35=AO366),VLOOKUP(25,AN342:BC386,10,FALSE),IF(AND(AR2=1,AD35=AO367),VLOOKUP(26,AN342:BC386,10,FALSE),IF(AND(AR2=1,AD35=AO368),VLOOKUP(27,AN342:BC386,10,FALSE),IF(AND(AR2=1,AD35=AO369),VLOOKUP(28,AN342:BC386,10,FALSE),IF(AND(AR2=1,AD35=AO370),VLOOKUP(29,AN342:BC386,10,FALSE),IF(AND(AR2=1,AD35=AO371),VLOOKUP(30,AN342:BC386,10,FALSE),IF(AND(AR2=1,AD35=AO372),VLOOKUP(31,AN342:BC386,10,FALSE),IF(AND(AR2=1,AD35=AO373),VLOOKUP(32,AN342:BC386,10,FALSE),IF(AND(AR2=1,AD35=AO374),VLOOKUP(33,AN342:BC386,10,FALSE),IF(AND(AR2=1,AD35=AO375),VLOOKUP(34,AN342:BC386,10,FALSE),IF(AND(AR2=1,AD35=AO376),VLOOKUP(35,AN342:BC386,10,FALSE),IF(AND(AR2=1,AD35=AO377),VLOOKUP(36,AN342:BC386,10,FALSE),IF(AND(AR2=1,AD35=AO378),VLOOKUP(37,AN342:BC386,10,FALSE),IF(AND(AR2=1,AD35=AO379),VLOOKUP(38,AN342:BC386,10,FALSE),IF(AND(AR2=1,AD35=AO380),VLOOKUP(39,AN342:BC386,10,FALSE),IF(AND(AR2=1,AD35=AO381),VLOOKUP(40,AN342:BC386,10,FALSE),IF(AND(AR2=1,AD35=AO382),VLOOKUP(41,AN342:BC386,10,FALSE),IF(AND(AR2=1,AD35=AO383),VLOOKUP(42,AN342:BC386,10,FALSE),IF(AND(AR2=1,AD35=AO384),VLOOKUP(43,AN342:BC386,10,FALSE),IF(AND(AR2=1,AD35=AO385),VLOOKUP(44,AN342:BC386,10,FALSE),IF(AND(AR2=1,AD35=AO386),VLOOKUP(45,AN342:BC386,10,FALSE))))))))))))))))))))))))))))))))))))))))))))))","v":24.5},"cm4","Iy",{"$f":"IF(AND(AR2=2,AD35=AO443),VLOOKUP(1,AN443:AW474,8,FALSE),IF(AND(AR2=2,AD35=AO444),VLOOKUP(2,AN443:AW474,8,FALSE),IF(AND(AR2=2,AD35=AO445),VLOOKUP(3,AN443:AW474,8,FALSE),IF(AND(AR2=2,AD35=AO446),VLOOKUP(4,AN443:AW474,8,FALSE),IF(AND(AR2=2,AD35=AO447),VLOOKUP(5,AN443:AW474,8,FALSE),IF(AND(AR2=2,AD35=AO448),VLOOKUP(6,AN443:AW474,8,FALSE),IF(AND(AR2=2,AD35=AO449),VLOOKUP(7,AN443:AW474,8,FALSE),IF(AND(AR2=2,AD35=AO450),VLOOKUP(8,AN443:AW474,8,FALSE),IF(AND(AR2=2,AD35=AO451),VLOOKUP(9,AN443:AW474,8,FALSE),IF(AND(AR2=2,AD35=AO452),VLOOKUP(10,AN443:AW474,8,FALSE),IF(AND(AR2=2,AD35=AO453),VLOOKUP(11,AN443:AW474,8,FALSE),IF(AND(AR2=2,AD35=AO454),VLOOKUP(12,AN443:AW474,8,FALSE),IF(AND(AR2=2,AD35=AO455),VLOOKUP(13,AN443:AW474,8,FALSE),IF(AND(AR2=2,AD35=AO456),VLOOKUP(14,AN443:AW474,8,FALSE),IF(AND(AR2=2,AD35=AO457),VLOOKUP(15,AN443:AW474,8,FALSE),IF(AND(AR2=2,AD35=AO458),VLOOKUP(16,AN443:AW474,8,FALSE),IF(AND(AR2=2,AD35=AO459),VLOOKUP(17,AN443:AW474,8,FALSE),IF(AND(AR2=2,AD35=AO460),VLOOKUP(18,AN443:AW474,8,FALSE),IF(AND(AR2=2,AD35=AO461),VLOOKUP(19,AN443:AW474,8,FALSE),IF(AND(AR2=2,AD35=AO462),VLOOKUP(20,AN443:AW474,8,FALSE),IF(AND(AR2=2,AD35=AO463),VLOOKUP(21,AN443:AW474,8,FALSE),IF(AND(AR2=2,AD35=AO464),VLOOKUP(22,AN443:AW474,8,FALSE),IF(AND(AR2=2,AD35=AO465),VLOOKUP(23,AN443:AW474,8,FALSE),IF(AND(AR2=2,AD35=AO466),VLOOKUP(24,AN443:AW474,8,FALSE),IF(AND(AR2=2,AD35=AO467),VLOOKUP(25,AN443:AW474,8,FALSE),IF(AND(AR2=2,AD35=AO468),VLOOKUP(26,AN443:AW474,8,FALSE),IF(AND(AR2=2,AD35=AO469),VLOOKUP(27,AN443:AW474,8,FALSE),IF(AND(AR2=2,AD35=AO470),VLOOKUP(28,AN443:AW474,8,FALSE),IF(AND(AR2=2,AD35=AO471),VLOOKUP(29,AN443:AW474,8,FALSE),IF(AND(AR2=2,AD35=AO472),VLOOKUP(30,AN443:AW474,8,FALSE),IF(AND(AR2=2,AD35=AO473),VLOOKUP(31,AN443:AW474,8,FALSE),IF(AND(AR2=2,AD35=AO474),VLOOKUP(32,AN443:AW474,8,FALSE)))))))))))))))))))))))))))))))))","v":false},"cm4","Iy",{"$f":"IF(AND(AR2=3,AD35=AO402),VLOOKUP(1,AN402:AZ427,9,FALSE),IF(AND(AR2=3,AD35=AO403),VLOOKUP(2,AN402:AZ427,9,FALSE),IF(AND(AR2=3,AD35=AO404),VLOOKUP(3,AN402:AZ427,9,FALSE),IF(AND(AR2=3,AD35=AO405),VLOOKUP(4,AN402:AZ427,9,FALSE),IF(AND(AR2=3,AD35=AO406),VLOOKUP(5,AN402:AZ427,9,FALSE),IF(AND(AR2=3,AD35=AO407),VLOOKUP(6,AN402:AZ427,9,FALSE),IF(AND(AR2=3,AD35=AO408),VLOOKUP(7,AN402:AZ427,9,FALSE),IF(AND(AR2=3,AD35=AO409),VLOOKUP(8,AN402:AZ427,9,FALSE),IF(AND(AR2=3,AD35=AO410),VLOOKUP(9,AN402:AZ427,9,FALSE),IF(AND(AR2=3,AD35=AO411),VLOOKUP(10,AN402:AZ427,9,FALSE),IF(AND(AR2=3,AD35=AO412),VLOOKUP(11,AN402:AZ427,9,FALSE),IF(AND(AR2=3,AD35=AO413),VLOOKUP(12,AN402:AZ427,9,FALSE),IF(AND(AR2=3,AD35=AO414),VLOOKUP(13,AN402:AZ427,9,FALSE),IF(AND(AR2=3,AD35=AO415),VLOOKUP(14,AN402:AZ427,9,FALSE),IF(AND(AR2=3,AD35=AO416),VLOOKUP(15,AN402:AZ427,9,FALSE),IF(AND(AR2=3,AD35=AO417),VLOOKUP(16,AN402:AZ427,9,FALSE),IF(AND(AR2=3,AD35=AO418),VLOOKUP(17,AN402:AZ427,9,FALSE),IF(AND(AR2=3,AD35=AO419),VLOOKUP(18,AN402:AZ427,9,FALSE),IF(AND(AR2=3,AD35=AO420),VLOOKUP(19,AN402:AZ427,9,FALSE),IF(AND(AR2=3,AD35=AO421),VLOOKUP(20,AN402:AZ427,9,FALSE),IF(AND(AR2=3,AD35=AO422),VLOOKUP(21,AN402:AZ427,9,FALSE),IF(AND(AR2=3,AD35=AO423),VLOOKUP(22,AN402:AZ427,9,FALSE),IF(AND(AR2=3,AD35=AO424),VLOOKUP(23,AN402:AZ427,9,FALSE),IF(AND(AR2=3,AD35=AO425),VLOOKUP(24,AN402:AZ427,9,FALSE),IF(AND(AR2=3,AD35=AO426),VLOOKUP(25,AN402:AZ427,9,FALSE),IF(AND(AR2=3,AD35=AO427),VLOOKUP(26,AN402:AZ427,9,FALSE)))))))))))))))))))))))))))","v":false},"cm4","Iy",{"$f":"BB27","v":false},"cm4","Iy",{"$f":"IF(AND(AR2=5,AD35=AO126),VLOOKUP(1,AN126:BD141,13,FALSE),IF(AND(AR2=5,AD35=AO127),VLOOKUP(2,AN126:BD141,13,FALSE),IF(AND(AR2=5,AD35=AO128),VLOOKUP(3,AN126:BD141,13,FALSE),IF(AND(AR2=5,AD35=AO129),VLOOKUP(4,AN126:BD141,13,FALSE),IF(AND(AR2=5,AD35=AO130),VLOOKUP(5,AN126:BD141,13,FALSE),IF(AND(AR2=5,AD35=AO131),VLOOKUP(6,AN126:BD141,13,FALSE),IF(AND(AR2=5,AD35=AO132),VLOOKUP(7,AN126:BD141,13,FALSE),IF(AND(AR2=5,AD35=AO133),VLOOKUP(8,AN126:BD141,13,FALSE),IF(AND(AR2=5,AD35=AO134),VLOOKUP(9,AN126:BD141,13,FALSE),IF(AND(AR2=5,AD35=AO135),VLOOKUP(10,AN126:BD141,13,FALSE),IF(AND(AR2=5,AD35=AO136),VLOOKUP(11,AN126:BD141,13,FALSE),IF(AND(AR2=5,AD35=AO137),VLOOKUP(12,AN126:BD141,13,FALSE),IF(AND(AR2=5,AD35=AO138),VLOOKUP(13,AN126:BD141,13,FALSE),IF(AND(AR2=5,AD35=AO139),VLOOKUP(14,AN126:BD141,13,FALSE),IF(AND(AR2=5,AD35=AO140),VLOOKUP(15,AN126:BD141,13,FALSE),IF(AND(AR2=5,AD35=AO141),VLOOKUP(16,AN126:BD141,13,FALSE)))))))))))))))))","v":false},"cm4","Iy",{"$f":"IF(AND(AR2=6,AD35=AO218),VLOOKUP(1,AN218:BQ290,20,FALSE),IF(AND(AR2=6,AD35=AO219),VLOOKUP(2,AN218:BQ290,20,FALSE),IF(AND(AR2=6,AD35=AO220),VLOOKUP(3,AN218:BQ290,20,FALSE),IF(AND(AR2=6,AD35=AO221),VLOOKUP(4,AN218:BQ290,20,FALSE),IF(AND(AR2=6,AD35=AO222),VLOOKUP(5,AN218:BQ290,20,FALSE),IF(AND(AR2=6,AD35=AO223),VLOOKUP(6,AN218:BQ290,20,FALSE),IF(AND(AR2=6,AD35=AO224),VLOOKUP(7,AN218:BQ290,20,FALSE),IF(AND(AR2=6,AD35=AO225),VLOOKUP(8,AN218:BQ290,20,FALSE),IF(AND(AR2=6,AD35=AO226),VLOOKUP(9,AN218:BQ290,20,FALSE),IF(AND(AR2=6,AD35=AO227),VLOOKUP(10,AN218:BQ290,20,FALSE),IF(AND(AR2=6,AD35=AO228),VLOOKUP(11,AN218:BQ290,20,FALSE),IF(AND(AR2=6,AD35=AO229),VLOOKUP(12,AN218:BQ290,20,FALSE),IF(AND(AR2=6,AD35=AO230),VLOOKUP(13,AN218:BQ290,20,FALSE),IF(AND(AR2=6,AD35=AO231),VLOOKUP(14,AN218:BQ290,20,FALSE),IF(AND(AR2=6,AD35=AO232),VLOOKUP(15,AN218:BQ290,20,FALSE),IF(AND(AR2=6,AD35=AO233),VLOOKUP(16,AN218:BQ290,20,FALSE),IF(AND(AR2=6,AD35=AO234),VLOOKUP(17,AN218:BQ290,20,FALSE),IF(AND(AR2=6,AD35=AO235),VLOOKUP(18,AN218:BQ290,20,FALSE),IF(AND(AR2=6,AD35=AO236),VLOOKUP(19,AN218:BQ290,20,FALSE),IF(AND(AR2=6,AD35=AO237),VLOOKUP(20,AN218:BQ290,20,FALSE),IF(AND(AR2=6,AD35=AO238),VLOOKUP(21,AN218:BQ290,20,FALSE),IF(AND(AR2=6,AD35=AO239),VLOOKUP(22,AN218:BQ290,20,FALSE),IF(AND(AR2=6,AD35=AO240),VLOOKUP(23,AN218:BQ290,20,FALSE),IF(AND(AR2=6,AD35=AO241),VLOOKUP(24,AN218:BQ290,20,FALSE),IF(AND(AR2=6,AD35=AO242),VLOOKUP(25,AN218:BQ290,20,FALSE),IF(AND(AR2=6,AD35=AO243),VLOOKUP(26,AN218:BQ290,20,FALSE),IF(AND(AR2=6,AD35=AO244),VLOOKUP(27,AN218:BQ290,20,FALSE),IF(AND(AR2=6,AD35=AO245),VLOOKUP(28,AN218:BQ290,20,FALSE),IF(AND(AR2=6,AD35=AO246),VLOOKUP(29,AN218:BQ290,20,FALSE),IF(AND(AR2=6,AD35=AO247),VLOOKUP(30,AN218:BQ290,20,FALSE),IF(AND(AR2=6,AD35=AO248),VLOOKUP(31,AN218:BQ290,20,FALSE),IF(AND(AR2=6,AD35=AO249),VLOOKUP(32,AN218:BQ290,20,FALSE),IF(AND(AR2=6,AD35=AO250),VLOOKUP(33,AN218:BQ290,20,FALSE),IF(AND(AR2=6,AD35=AO251),VLOOKUP(34,AN218:BQ290,20,FALSE),IF(AND(AR2=6,AD35=AO252),VLOOKUP(35,AN218:BQ290,20,FALSE),IF(AND(AR2=6,AD35=AO253),VLOOKUP(36,AN218:BQ290,20,FALSE),IF(AND(AR2=6,AD35=AO254),VLOOKUP(37,AN218:BQ290,20,FALSE),IF(AND(AR2=6,AD35=AO255),VLOOKUP(38,AN218:BQ290,20,FALSE),IF(AND(AR2=6,AD35=AO256),VLOOKUP(39,AN218:BQ290,20,FALSE),IF(AND(AR2=6,AD35=AO257),VLOOKUP(40,AN218:BQ290,20,FALSE),IF(AND(AR2=6,AD35=AO258),VLOOKUP(41,AN218:BQ290,20,FALSE),IF(AND(AR2=6,AD35=AO259),VLOOKUP(42,AN218:BQ290,20,FALSE),IF(AND(AR2=6,AD35=AO260),VLOOKUP(43,AN218:BQ290,20,FALSE),IF(AND(AR2=6,AD35=AO261),VLOOKUP(44,AN218:BQ290,20,FALSE),IF(AND(AR2=6,AD35=AO262),VLOOKUP(45,AN218:BQ290,20,FALSE),IF(AND(AR2=6,AD35=AO263),VLOOKUP(46,AN218:BQ290,20,FALSE),IF(AND(AR2=6,AD35=AO264),VLOOKUP(47,AN218:BQ290,20,FALSE),IF(AND(AR2=6,AD35=AO265),VLOOKUP(48,AN218:BQ290,20,FALSE),IF(AND(AR2=6,AD35=AO266),VLOOKUP(49,AN218:BQ290,20,FALSE),IF(AND(AR2=6,AD35=AO267),VLOOKUP(50,AN218:BQ290,20,FALSE),IF(AND(AR2=6,AD35=AO268),VLOOKUP(51,AN218:BQ290,20,FALSE),IF(AND(AR2=6,AD35=AO269),VLOOKUP(52,AN218:BQ290,20,FALSE),IF(AND(AR2=6,AD35=AO270),VLOOKUP(53,AN218:BQ290,20,FALSE),IF(AND(AR2=6,AD35=AO271),VLOOKUP(54,AN218:BQ290,20,FALSE),IF(AND(AR2=6,AD35=AO272),VLOOKUP(55,AN218:BQ290,20,FALSE),IF(AND(AR2=6,AD35=AO273),VLOOKUP(56,AN218:BQ290,20,FALSE),IF(AND(AR2=6,AD35=AO274),VLOOKUP(57,AN218:BQ290,20,FALSE),IF(AND(AR2=6,AD35=AO275),VLOOKUP(58,AN218:BQ290,20,FALSE),IF(AND(AR2=6,AD35=AO276),VLOOKUP(59,AN218:BQ290,20,FALSE),IF(AND(AR2=6,AD35=AO277),VLOOKUP(60,AN218:BQ290,20,FALSE),IF(AND(AR2=6,AD35=AO278),VLOOKUP(61,AN218:BQ290,20,FALSE),IF(AND(AR2=6,AD35=AO279),VLOOKUP(62,AN218:BQ290,20,FALSE),IF(AND(AR2=6,AD35=AO280),VLOOKUP(63,AN218:BQ290,20,FALSE),IF(AND(AR2=6,AD35=AO281),VLOOKUP(64,AN218:BQ290,20,FALSE)))))))))))))))))))))))))))))))))))))))))))))))))))))))))))))))))","v":false},"cm4","Iy",{"$f":"IF(AND(AR2=7,AD35=AO308),VLOOKUP(1,AN308:BB327,11,FALSE),IF(AND(AR2=7,AD35=AO309),VLOOKUP(2,AN308:BB327,11,FALSE),IF(AND(AR2=7,AD35=AO310),VLOOKUP(3,AN308:BB327,11,FALSE),IF(AND(AR2=7,AD35=AO311),VLOOKUP(4,AN308:BB327,11,FALSE),IF(AND(AR2=7,AD35=AO312),VLOOKUP(5,AN308:BB327,11,FALSE),IF(AND(AR2=7,AD35=AO313),VLOOKUP(6,AN308:BB327,11,FALSE),IF(AND(AR2=7,AD35=AO314),VLOOKUP(7,AN308:BB327,11,FALSE),IF(AND(AR2=7,AD35=AO315),VLOOKUP(8,AN308:BB327,11,FALSE),IF(AND(AR2=7,AD35=AO316),VLOOKUP(9,AN308:BB327,11,FALSE),IF(AND(AR2=7,AD35=AO317),VLOOKUP(10,AN308:BB327,11,FALSE),IF(AND(AR2=7,AD35=AO318),VLOOKUP(11,AN308:BB327,11,FALSE),IF(AND(AR2=7,AD35=AO319),VLOOKUP(12,AN308:BB327,11,FALSE),IF(AND(AR2=7,AD35=AO320),VLOOKUP(13,AN308:BB327,11,FALSE),IF(AND(AR2=7,AD35=AO321),VLOOKUP(14,AN308:BB327,11,FALSE),IF(AND(AR2=7,AD35=AO322),VLOOKUP(15,AN308:BB327,11,FALSE),IF(AND(AR2=7,AD35=AO323),VLOOKUP(16,AN308:BB327,11,FALSE),IF(AND(AR2=7,AD35=AO324),VLOOKUP(17,AN308:BB327,11,FALSE),IF(AND(AR2=7,AD35=AO325),VLOOKUP(18,AN308:BB327,11,FALSE),IF(AND(AR2=7,AD35=AO326),VLOOKUP(19,AN308:BB327,11,FALSE),IF(AND(AR2=7,AD35=AO327),VLOOKUP(20,AN308:BB327,11,FALSE)))))))))))))))))))))","v":false},"cm4","Iy",{"$f":"IF(AND(AR2=8,AD35=AO1062),VLOOKUP(1,AN1062:BG1074,12,FALSE),IF(AND(AR2=8,AD35=AO1063),VLOOKUP(2,AN1062:BG1074,12,FALSE),IF(AND(AR2=8,AD35=AO1064),VLOOKUP(3,AN1062:BG1074,12,FALSE),IF(AND(AR2=8,AD35=AO1065),VLOOKUP(4,AN1062:BG1074,12,FALSE),IF(AND(AR2=8,AD35=AO1066),VLOOKUP(5,AN1062:BG1074,12,FALSE),IF(AND(AR2=8,AD35=AO1067),VLOOKUP(6,AN1062:BG1074,12,FALSE),IF(AND(AR2=8,AD35=AO1068),VLOOKUP(7,AN1062:BG1074,12,FALSE),IF(AND(AR2=8,AD35=AO1069),VLOOKUP(8,AN1062:BG1074,12,FALSE),IF(AND(AR2=8,AD35=AO1070),VLOOKUP(9,AN1062:BG1074,12,FALSE),IF(AND(AR2=8,AD35=AO1071),VLOOKUP(10,AN1062:BG1074,12,FALSE),IF(AND(AR2=8,AD35=AO1072),VLOOKUP(11,AN1062:BG1074,12,FALSE),IF(AND(AR2=8,AD35=AO1073),VLOOKUP(12,AN1062:BG1074,12,FALSE),IF(AND(AR2=8,AD35=AO1074),VLOOKUP(13,AN1062:BG1074,12,FALSE))))))))))))))","v":false},"cm4"]
[null,null,null,null,null,null,null,null,null,null,null,null,null,null,null,null,null,null,null,null,null,null,null,null,null,null,null,null,null,null,null,null,null,null,null,null,null,null,null,null,null,null,null,"Zx",{"$f":"IF(AND(AR2=1,AD35=AO342),VLOOKUP(1,AN342:BC386,13,FALSE),IF(AND(AR2=1,AD35=AO343),VLOOKUP(2,AN342:BC386,13,FALSE),IF(AND(AR2=1,AD35=AO344),VLOOKUP(3,AN342:BC386,13,FALSE),IF(AND(AR2=1,AD35=AO345),VLOOKUP(4,AN342:BC386,13,FALSE),IF(AND(AR2=1,AD35=AO346),VLOOKUP(5,AN342:BC386,13,FALSE),IF(AND(AR2=1,AD35=AO347),VLOOKUP(6,AN342:BC386,13,FALSE),IF(AND(AR2=1,AD35=AO348),VLOOKUP(7,AN342:BC386,13,FALSE),IF(AND(AR2=1,AD35=AO349),VLOOKUP(8,AN342:BC386,13,FALSE),IF(AND(AR2=1,AD35=AO350),VLOOKUP(9,AN342:BC386,13,FALSE),IF(AND(AR2=1,AD35=AO351),VLOOKUP(10,AN342:BC386,13,FALSE),IF(AND(AR2=1,AD35=AO352),VLOOKUP(11,AN342:BC386,13,FALSE),IF(AND(AR2=1,AD35=AO353),VLOOKUP(12,AN342:BC386,13,FALSE),IF(AND(AR2=1,AD35=AO354),VLOOKUP(13,AN342:BC386,13,FALSE),IF(AND(AR2=1,AD35=AO355),VLOOKUP(14,AN342:BC386,13,FALSE),IF(AND(AR2=1,AD35=AO356),VLOOKUP(15,AN342:BC386,13,FALSE),IF(AND(AR2=1,AD35=AO357),VLOOKUP(16,AN342:BC386,13,FALSE),IF(AND(AR2=1,AD35=AO358),VLOOKUP(17,AN342:BC386,13,FALSE),IF(AND(AR2=1,AD35=AO359),VLOOKUP(18,AN342:BC386,13,FALSE),IF(AND(AR2=1,AD35=AO360),VLOOKUP(19,AN342:BC386,13,FALSE),IF(AND(AR2=1,AD35=AO361),VLOOKUP(20,AN342:BC386,13,FALSE),IF(AND(AR2=1,AD35=AO362),VLOOKUP(21,AN342:BC386,13,FALSE),IF(AND(AR2=1,AD35=AO363),VLOOKUP(22,AN342:BC386,13,FALSE),IF(AND(AR2=1,AD35=AO364),VLOOKUP(23,AN342:BC386,13,FALSE),IF(AND(AR2=1,AD35=AO365),VLOOKUP(24,AN342:BC386,13,FALSE),IF(AND(AR2=1,AD35=AO366),VLOOKUP(25,AN342:BC386,13,FALSE),IF(AND(AR2=1,AD35=AO367),VLOOKUP(26,AN342:BC386,13,FALSE),IF(AND(AR2=1,AD35=AO368),VLOOKUP(27,AN342:BC386,13,FALSE),IF(AND(AR2=1,AD35=AO369),VLOOKUP(28,AN342:BC386,13,FALSE),IF(AND(AR2=1,AD35=AO370),VLOOKUP(29,AN342:BC386,13,FALSE),IF(AND(AR2=1,AD35=AO371),VLOOKUP(30,AN342:BC386,13,FALSE),IF(AND(AR2=1,AD35=AO372),VLOOKUP(31,AN342:BC386,13,FALSE),IF(AND(AR2=1,AD35=AO373),VLOOKUP(32,AN342:BC386,13,FALSE),IF(AND(AR2=1,AD35=AO374),VLOOKUP(33,AN342:BC386,13,FALSE),IF(AND(AR2=1,AD35=AO375),VLOOKUP(34,AN342:BC386,13,FALSE),IF(AND(AR2=1,AD35=AO376),VLOOKUP(35,AN342:BC386,13,FALSE),IF(AND(AR2=1,AD35=AO377),VLOOKUP(36,AN342:BC386,13,FALSE),IF(AND(AR2=1,AD35=AO378),VLOOKUP(37,AN342:BC386,13,FALSE),IF(AND(AR2=1,AD35=AO379),VLOOKUP(38,AN342:BC386,13,FALSE),IF(AND(AR2=1,AD35=AO380),VLOOKUP(39,AN342:BC386,13,FALSE),IF(AND(AR2=1,AD35=AO381),VLOOKUP(40,AN342:BC386,13,FALSE),IF(AND(AR2=1,AD35=AO382),VLOOKUP(41,AN342:BC386,13,FALSE),IF(AND(AR2=1,AD35=AO383),VLOOKUP(42,AN342:BC386,13,FALSE),IF(AND(AR2=1,AD35=AO384),VLOOKUP(43,AN342:BC386,13,FALSE),IF(AND(AR2=1,AD35=AO385),VLOOKUP(44,AN342:BC386,13,FALSE),IF(AND(AR2=1,AD35=AO386),VLOOKUP(45,AN342:BC386,13,FALSE))))))))))))))))))))))))))))))))))))))))))))))","v":21.3},"cm3","Zx",{"$f":"IF(AND(AR2=2,AD35=AO443),VLOOKUP(1,AN443:AW474,9,FALSE),IF(AND(AR2=2,AD35=AO444),VLOOKUP(2,AN443:AW474,9,FALSE),IF(AND(AR2=2,AD35=AO445),VLOOKUP(3,AN443:AW474,9,FALSE),IF(AND(AR2=2,AD35=AO446),VLOOKUP(4,AN443:AW474,9,FALSE),IF(AND(AR2=2,AD35=AO447),VLOOKUP(5,AN443:AW474,9,FALSE),IF(AND(AR2=2,AD35=AO448),VLOOKUP(6,AN443:AW474,9,FALSE),IF(AND(AR2=2,AD35=AO449),VLOOKUP(7,AN443:AW474,9,FALSE),IF(AND(AR2=2,AD35=AO450),VLOOKUP(8,AN443:AW474,9,FALSE),IF(AND(AR2=2,AD35=AO451),VLOOKUP(9,AN443:AW474,9,FALSE),IF(AND(AR2=2,AD35=AO452),VLOOKUP(10,AN443:AW474,9,FALSE),IF(AND(AR2=2,AD35=AO453),VLOOKUP(11,AN443:AW474,9,FALSE),IF(AND(AR2=2,AD35=AO454),VLOOKUP(12,AN443:AW474,9,FALSE),IF(AND(AR2=2,AD35=AO455),VLOOKUP(13,AN443:AW474,9,FALSE),IF(AND(AR2=2,AD35=AO456),VLOOKUP(14,AN443:AW474,9,FALSE),IF(AND(AR2=2,AD35=AO457),VLOOKUP(15,AN443:AW474,9,FALSE),IF(AND(AR2=2,AD35=AO458),VLOOKUP(16,AN443:AW474,9,FALSE),IF(AND(AR2=2,AD35=AO459),VLOOKUP(17,AN443:AW474,9,FALSE),IF(AND(AR2=2,AD35=AO460),VLOOKUP(18,AN443:AW474,9,FALSE),IF(AND(AR2=2,AD35=AO461),VLOOKUP(19,AN443:AW474,9,FALSE),IF(AND(AR2=2,AD35=AO462),VLOOKUP(20,AN443:AW474,9,FALSE),IF(AND(AR2=2,AD35=AO463),VLOOKUP(21,AN443:AW474,9,FALSE),IF(AND(AR2=2,AD35=AO464),VLOOKUP(22,AN443:AW474,9,FALSE),IF(AND(AR2=2,AD35=AO465),VLOOKUP(23,AN443:AW474,9,FALSE),IF(AND(AR2=2,AD35=AO466),VLOOKUP(24,AN443:AW474,9,FALSE),IF(AND(AR2=2,AD35=AO467),VLOOKUP(25,AN443:AW474,9,FALSE),IF(AND(AR2=2,AD35=AO468),VLOOKUP(26,AN443:AW474,9,FALSE),IF(AND(AR2=2,AD35=AO469),VLOOKUP(27,AN443:AW474,9,FALSE),IF(AND(AR2=2,AD35=AO470),VLOOKUP(28,AN443:AW474,9,FALSE),IF(AND(AR2=2,AD35=AO471),VLOOKUP(29,AN443:AW474,9,FALSE),IF(AND(AR2=2,AD35=AO472),VLOOKUP(30,AN443:AW474,9,FALSE),IF(AND(AR2=2,AD35=AO473),VLOOKUP(31,AN443:AW474,9,FALSE),IF(AND(AR2=2,AD35=AO474),VLOOKUP(32,AN443:AW474,9,FALSE)))))))))))))))))))))))))))))))))","v":false},"cm3","Zx",{"$f":"IF(AND(AR2=3,AD35=AO402),VLOOKUP(1,AN402:AZ427,10,FALSE),IF(AND(AR2=3,AD35=AO403),VLOOKUP(2,AN402:AZ427,10,FALSE),IF(AND(AR2=3,AD35=AO404),VLOOKUP(3,AN402:AZ427,10,FALSE),IF(AND(AR2=3,AD35=AO405),VLOOKUP(4,AN402:AZ427,10,FALSE),IF(AND(AR2=3,AD35=AO406),VLOOKUP(5,AN402:AZ427,10,FALSE),IF(AND(AR2=3,AD35=AO407),VLOOKUP(6,AN402:AZ427,10,FALSE),IF(AND(AR2=3,AD35=AO408),VLOOKUP(7,AN402:AZ427,10,FALSE),IF(AND(AR2=3,AD35=AO409),VLOOKUP(8,AN402:AZ427,10,FALSE),IF(AND(AR2=3,AD35=AO410),VLOOKUP(9,AN402:AZ427,10,FALSE),IF(AND(AR2=3,AD35=AO411),VLOOKUP(10,AN402:AZ427,10,FALSE),IF(AND(AR2=3,AD35=AO412),VLOOKUP(11,AN402:AZ427,10,FALSE),IF(AND(AR2=3,AD35=AO413),VLOOKUP(12,AN402:AZ427,10,FALSE),IF(AND(AR2=3,AD35=AO414),VLOOKUP(13,AN402:AZ427,10,FALSE),IF(AND(AR2=3,AD35=AO415),VLOOKUP(14,AN402:AZ427,10,FALSE),IF(AND(AR2=3,AD35=AO416),VLOOKUP(15,AN402:AZ427,10,FALSE),IF(AND(AR2=3,AD35=AO417),VLOOKUP(16,AN402:AZ427,10,FALSE),IF(AND(AR2=3,AD35=AO418),VLOOKUP(17,AN402:AZ427,10,FALSE),IF(AND(AR2=3,AD35=AO419),VLOOKUP(18,AN402:AZ427,10,FALSE),IF(AND(AR2=3,AD35=AO420),VLOOKUP(19,AN402:AZ427,10,FALSE),IF(AND(AR2=3,AD35=AO421),VLOOKUP(20,AN402:AZ427,10,FALSE),IF(AND(AR2=3,AD35=AO422),VLOOKUP(21,AN402:AZ427,10,FALSE),IF(AND(AR2=3,AD35=AO423),VLOOKUP(22,AN402:AZ427,10,FALSE),IF(AND(AR2=3,AD35=AO424),VLOOKUP(23,AN402:AZ427,10,FALSE),IF(AND(AR2=3,AD35=AO425),VLOOKUP(24,AN402:AZ427,10,FALSE),IF(AND(AR2=3,AD35=AO426),VLOOKUP(25,AN402:AZ427,10,FALSE),IF(AND(AR2=3,AD35=AO427),VLOOKUP(26,AN402:AZ427,10,FALSE)))))))))))))))))))))))))))","v":false},"cm3","Zx",{"$f":"IF(AND(AR2=4,AD35=AO157),VLOOKUP(1,AN157:BG202,19,FALSE),IF(AND(AR2=4,AD35=AO158),VLOOKUP(2,AN157:BG202,19,FALSE),IF(AND(AR2=4,AD35=AO159),VLOOKUP(3,AN157:BG202,19,FALSE),IF(AND(AR2=4,AD35=AO160),VLOOKUP(4,AN157:BG202,19,FALSE),IF(AND(AR2=4,AD35=AO161),VLOOKUP(5,AN157:BG202,19,FALSE),IF(AND(AR2=4,AD35=AO162),VLOOKUP(6,AN157:BG202,19,FALSE),IF(AND(AR2=4,AD35=AO163),VLOOKUP(7,AN157:BG202,19,FALSE),IF(AND(AR2=4,AD35=AO164),VLOOKUP(8,AN157:BG202,19,FALSE),IF(AND(AR2=4,AD35=AO165),VLOOKUP(9,AN157:BG202,19,FALSE),IF(AND(AR2=4,AD35=AO166),VLOOKUP(10,AN157:BG202,19,FALSE),IF(AND(AR2=4,AD35=AO167),VLOOKUP(11,AN157:BG202,19,FALSE),IF(AND(AR2=4,AD35=AO168),VLOOKUP(12,AN157:BG202,19,FALSE),IF(AND(AR2=4,AD35=AO169),VLOOKUP(13,AN157:BG202,19,FALSE),IF(AND(AR2=4,AD35=AO170),VLOOKUP(14,AN157:BG202,19,FALSE),IF(AND(AR2=4,AD35=AO171),VLOOKUP(15,AN157:BG202,19,FALSE),IF(AND(AR2=4,AD35=AO172),VLOOKUP(16,AN157:BG202,19,FALSE),IF(AND(AR2=4,AD35=AO173),VLOOKUP(17,AN157:BG202,19,FALSE),IF(AND(AR2=4,AD35=AO174),VLOOKUP(18,AN157:BG202,19,FALSE),IF(AND(AR2=4,AD35=AO175),VLOOKUP(19,AN157:BG202,19,FALSE),IF(AND(AR2=4,AD35=AO176),VLOOKUP(20,AN157:BG202,19,FALSE),IF(AND(AR2=4,AD35=AO177),VLOOKUP(21,AN157:BG202,19,FALSE),IF(AND(AR2=4,AD35=AO178),VLOOKUP(22,AN157:BG202,19,FALSE),IF(AND(AR2=4,AD35=AO179),VLOOKUP(23,AN157:BG202,19,FALSE),IF(AND(AR2=4,AD35=AO180),VLOOKUP(24,AN157:BG202,19,FALSE),IF(AND(AR2=4,AD35=AO181),VLOOKUP(25,AN157:BG202,19,FALSE),IF(AND(AR2=4,AD35=AO182),VLOOKUP(26,AN157:BG202,19,FALSE),IF(AND(AR2=4,AD35=AO183),VLOOKUP(27,AN157:BG202,19,FALSE),IF(AND(AR2=4,AD35=AO184),VLOOKUP(28,AN157:BG202,19,FALSE),IF(AND(AR2=4,AD35=AO185),VLOOKUP(29,AN157:BG202,19,FALSE),IF(AND(AR2=4,AD35=AO186),VLOOKUP(30,AN157:BG202,19,FALSE),IF(AND(AR2=4,AD35=AO187),VLOOKUP(31,AN157:BG202,19,FALSE),IF(AND(AR2=4,AD35=AO188),VLOOKUP(32,AN157:BG202,19,FALSE),IF(AND(AR2=4,AD35=AO189),VLOOKUP(33,AN157:BG202,19,FALSE),IF(AND(AR2=4,AD35=AO190),VLOOKUP(34,AN157:BG202,19,FALSE),IF(AND(AR2=4,AD35=AO191),VLOOKUP(35,AN157:BG202,19,FALSE),IF(AND(AR2=4,AD35=AO192),VLOOKUP(36,AN157:BG202,19,FALSE),IF(AND(AR2=4,AD35=AO193),VLOOKUP(37,AN157:BG202,19,FALSE),IF(AND(AR2=4,AD35=AO194),VLOOKUP(38,AN157:BG202,19,FALSE),IF(AND(AR2=4,AD35=AO195),VLOOKUP(39,AN157:BG202,19,FALSE),IF(AND(AR2=4,AD35=AO196),VLOOKUP(40,AN157:BG202,19,FALSE),IF(AND(AR2=4,AD35=AO197),VLOOKUP(41,AN157:BG202,19,FALSE),IF(AND(AR2=4,AD35=AO198),VLOOKUP(42,AN157:BG202,19,FALSE),IF(AND(AR2=4,AD35=AO199),VLOOKUP(43,AN157:BG202,19,FALSE),IF(AND(AR2=4,AD35=AO200),VLOOKUP(44,AN157:BG202,19,FALSE),IF(AND(AR2=4,AD35=AO201),VLOOKUP(45,AN157:BG202,19,FALSE),IF(AND(AR2=4,AD35=AO202),VLOOKUP(46,AN157:BG202,19,FALSE)))))))))))))))))))))))))))))))))))))))))))))))","v":false},"cm3","Zx",{"$f":"IF(AND(AR2=5,AD35=AO126),VLOOKUP(1,AN126:BD141,16,FALSE),IF(AND(AR2=5,AD35=AO127),VLOOKUP(2,AN126:BD141,16,FALSE),IF(AND(AR2=5,AD35=AO128),VLOOKUP(3,AN126:BD141,16,FALSE),IF(AND(AR2=5,AD35=AO129),VLOOKUP(4,AN126:BD141,16,FALSE),IF(AND(AR2=5,AD35=AO130),VLOOKUP(5,AN126:BD141,16,FALSE),IF(AND(AR2=5,AD35=AO131),VLOOKUP(6,AN126:BD141,16,FALSE),IF(AND(AR2=5,AD35=AO132),VLOOKUP(7,AN126:BD141,16,FALSE),IF(AND(AR2=5,AD35=AO133),VLOOKUP(8,AN126:BD141,16,FALSE),IF(AND(AR2=5,AD35=AO134),VLOOKUP(9,AN126:BD141,16,FALSE),IF(AND(AR2=5,AD35=AO135),VLOOKUP(10,AN126:BD141,16,FALSE),IF(AND(AR2=5,AD35=AO136),VLOOKUP(11,AN126:BD141,16,FALSE),IF(AND(AR2=5,AD35=AO137),VLOOKUP(12,AN126:BD141,16,FALSE),IF(AND(AR2=5,AD35=AO138),VLOOKUP(13,AN126:BD141,16,FALSE),IF(AND(AR2=5,AD35=AO139),VLOOKUP(14,AN126:BD141,16,FALSE),IF(AND(AR2=5,AD35=AO140),VLOOKUP(15,AN126:BD141,16,FALSE),IF(AND(AR2=5,AD35=AO141),VLOOKUP(16,AN126:BD141,16,FALSE)))))))))))))))))","v":false},"cm3","Zx",{"$f":"IF(AND(AR2=6,AD35=AO218),VLOOKUP(1,AN218:BQ290,26,FALSE),IF(AND(AR2=6,AD35=AO219),VLOOKUP(2,AN218:BQ290,26,FALSE),IF(AND(AR2=6,AD35=AO220),VLOOKUP(3,AN218:BQ290,26,FALSE),IF(AND(AR2=6,AD35=AO221),VLOOKUP(4,AN218:BQ290,26,FALSE),IF(AND(AR2=6,AD35=AO222),VLOOKUP(5,AN218:BQ290,26,FALSE),IF(AND(AR2=6,AD35=AO223),VLOOKUP(6,AN218:BQ290,26,FALSE),IF(AND(AR2=6,AD35=AO224),VLOOKUP(7,AN218:BQ290,26,FALSE),IF(AND(AR2=6,AD35=AO225),VLOOKUP(8,AN218:BQ290,26,FALSE),IF(AND(AR2=6,AD35=AO226),VLOOKUP(9,AN218:BQ290,26,FALSE),IF(AND(AR2=6,AD35=AO227),VLOOKUP(10,AN218:BQ290,26,FALSE),IF(AND(AR2=6,AD35=AO228),VLOOKUP(11,AN218:BQ290,26,FALSE),IF(AND(AR2=6,AD35=AO229),VLOOKUP(12,AN218:BQ290,26,FALSE),IF(AND(AR2=6,AD35=AO230),VLOOKUP(13,AN218:BQ290,26,FALSE),IF(AND(AR2=6,AD35=AO231),VLOOKUP(14,AN218:BQ290,26,FALSE),IF(AND(AR2=6,AD35=AO232),VLOOKUP(15,AN218:BQ290,26,FALSE),IF(AND(AR2=6,AD35=AO233),VLOOKUP(16,AN218:BQ290,26,FALSE),IF(AND(AR2=6,AD35=AO234),VLOOKUP(17,AN218:BQ290,26,FALSE),IF(AND(AR2=6,AD35=AO235),VLOOKUP(18,AN218:BQ290,26,FALSE),IF(AND(AR2=6,AD35=AO236),VLOOKUP(19,AN218:BQ290,26,FALSE),IF(AND(AR2=6,AD35=AO237),VLOOKUP(20,AN218:BQ290,26,FALSE),IF(AND(AR2=6,AD35=AO238),VLOOKUP(21,AN218:BQ290,26,FALSE),IF(AND(AR2=6,AD35=AO239),VLOOKUP(22,AN218:BQ290,26,FALSE),IF(AND(AR2=6,AD35=AO240),VLOOKUP(23,AN218:BQ290,26,FALSE),IF(AND(AR2=6,AD35=AO241),VLOOKUP(24,AN218:BQ290,26,FALSE),IF(AND(AR2=6,AD35=AO242),VLOOKUP(25,AN218:BQ290,26,FALSE),IF(AND(AR2=6,AD35=AO243),VLOOKUP(26,AN218:BQ290,26,FALSE),IF(AND(AR2=6,AD35=AO244),VLOOKUP(27,AN218:BQ290,26,FALSE),IF(AND(AR2=6,AD35=AO245),VLOOKUP(28,AN218:BQ290,26,FALSE),IF(AND(AR2=6,AD35=AO246),VLOOKUP(29,AN218:BQ290,26,FALSE),IF(AND(AR2=6,AD35=AO247),VLOOKUP(30,AN218:BQ290,26,FALSE),IF(AND(AR2=6,AD35=AO248),VLOOKUP(31,AN218:BQ290,26,FALSE),IF(AND(AR2=6,AD35=AO249),VLOOKUP(32,AN218:BQ290,26,FALSE),IF(AND(AR2=6,AD35=AO250),VLOOKUP(33,AN218:BQ290,26,FALSE),IF(AND(AR2=6,AD35=AO251),VLOOKUP(34,AN218:BQ290,26,FALSE),IF(AND(AR2=6,AD35=AO252),VLOOKUP(35,AN218:BQ290,26,FALSE),IF(AND(AR2=6,AD35=AO253),VLOOKUP(36,AN218:BQ290,26,FALSE),IF(AND(AR2=6,AD35=AO254),VLOOKUP(37,AN218:BQ290,26,FALSE),IF(AND(AR2=6,AD35=AO255),VLOOKUP(38,AN218:BQ290,26,FALSE),IF(AND(AR2=6,AD35=AO256),VLOOKUP(39,AN218:BQ290,26,FALSE),IF(AND(AR2=6,AD35=AO257),VLOOKUP(40,AN218:BQ290,26,FALSE),IF(AND(AR2=6,AD35=AO258),VLOOKUP(41,AN218:BQ290,26,FALSE),IF(AND(AR2=6,AD35=AO259),VLOOKUP(42,AN218:BQ290,26,FALSE),IF(AND(AR2=6,AD35=AO260),VLOOKUP(43,AN218:BQ290,26,FALSE),IF(AND(AR2=6,AD35=AO261),VLOOKUP(44,AN218:BQ290,26,FALSE),IF(AND(AR2=6,AD35=AO262),VLOOKUP(45,AN218:BQ290,26,FALSE),IF(AND(AR2=6,AD35=AO263),VLOOKUP(46,AN218:BQ290,26,FALSE),IF(AND(AR2=6,AD35=AO264),VLOOKUP(47,AN218:BQ290,26,FALSE),IF(AND(AR2=6,AD35=AO265),VLOOKUP(48,AN218:BQ290,26,FALSE),IF(AND(AR2=6,AD35=AO266),VLOOKUP(49,AN218:BQ290,26,FALSE),IF(AND(AR2=6,AD35=AO267),VLOOKUP(50,AN218:BQ290,26,FALSE),IF(AND(AR2=6,AD35=AO268),VLOOKUP(51,AN218:BQ290,26,FALSE),IF(AND(AR2=6,AD35=AO269),VLOOKUP(52,AN218:BQ290,26,FALSE),IF(AND(AR2=6,AD35=AO270),VLOOKUP(53,AN218:BQ290,26,FALSE),IF(AND(AR2=6,AD35=AO271),VLOOKUP(54,AN218:BQ290,26,FALSE),IF(AND(AR2=6,AD35=AO272),VLOOKUP(55,AN218:BQ290,26,FALSE),IF(AND(AR2=6,AD35=AO273),VLOOKUP(56,AN218:BQ290,26,FALSE),IF(AND(AR2=6,AD35=AO274),VLOOKUP(57,AN218:BQ290,26,FALSE),IF(AND(AR2=6,AD35=AO275),VLOOKUP(58,AN218:BQ290,26,FALSE),IF(AND(AR2=6,AD35=AO276),VLOOKUP(59,AN218:BQ290,26,FALSE),IF(AND(AR2=6,AD35=AO277),VLOOKUP(60,AN218:BQ290,26,FALSE),IF(AND(AR2=6,AD35=AO278),VLOOKUP(61,AN218:BQ290,26,FALSE),IF(AND(AR2=6,AD35=AO279),VLOOKUP(62,AN218:BQ290,26,FALSE),IF(AND(AR2=6,AD35=AO280),VLOOKUP(63,AN218:BQ290,26,FALSE),IF(AND(AR2=6,AD35=AO281),VLOOKUP(64,AN218:BQ290,26,FALSE)))))))))))))))))))))))))))))))))))))))))))))))))))))))))))))))))","v":false},"cm3","Zx",{"$f":"IF(AND(AR2=7,AD35=AO308),VLOOKUP(1,AN308:BB327,14,FALSE),IF(AND(AR2=7,AD35=AO309),VLOOKUP(2,AN308:BB327,14,FALSE),IF(AND(AR2=7,AD35=AO310),VLOOKUP(3,AN308:BB327,14,FALSE),IF(AND(AR2=7,AD35=AO311),VLOOKUP(4,AN308:BB327,14,FALSE),IF(AND(AR2=7,AD35=AO312),VLOOKUP(5,AN308:BB327,14,FALSE),IF(AND(AR2=7,AD35=AO313),VLOOKUP(6,AN308:BB327,14,FALSE),IF(AND(AR2=7,AD35=AO314),VLOOKUP(7,AN308:BB327,14,FALSE),IF(AND(AR2=7,AD35=AO315),VLOOKUP(8,AN308:BB327,14,FALSE),IF(AND(AR2=7,AD35=AO316),VLOOKUP(9,AN308:BB327,14,FALSE),IF(AND(AR2=7,AD35=AO317),VLOOKUP(10,AN308:BB327,14,FALSE),IF(AND(AR2=7,AD35=AO318),VLOOKUP(11,AN308:BB327,14,FALSE),IF(AND(AR2=7,AD35=AO319),VLOOKUP(12,AN308:BB327,14,FALSE),IF(AND(AR2=7,AD35=AO320),VLOOKUP(13,AN308:BB327,14,FALSE),IF(AND(AR2=7,AD35=AO321),VLOOKUP(14,AN308:BB327,14,FALSE),IF(AND(AR2=7,AD35=AO322),VLOOKUP(15,AN308:BB327,14,FALSE),IF(AND(AR2=7,AD35=AO323),VLOOKUP(16,AN308:BB327,14,FALSE),IF(AND(AR2=7,AD35=AO324),VLOOKUP(17,AN308:BB327,14,FALSE),IF(AND(AR2=7,AD35=AO325),VLOOKUP(18,AN308:BB327,14,FALSE),IF(AND(AR2=7,AD35=AO326),VLOOKUP(19,AN308:BB327,14,FALSE),IF(AND(AR2=7,AD35=AO327),VLOOKUP(20,AN308:BB327,14,FALSE)))))))))))))))))))))","v":false},"cm3","Zx",{"$f":"IF(AND(AR2=8,AD35=AO1062),VLOOKUP(1,AN1062:BG1074,19,FALSE),IF(AND(AR2=8,AD35=AO1063),VLOOKUP(2,AN1062:BG1074,19,FALSE),IF(AND(AR2=8,AD35=AO1064),VLOOKUP(3,AN1062:BG1074,19,FALSE),IF(AND(AR2=8,AD35=AO1065),VLOOKUP(4,AN1062:BG1074,19,FALSE),IF(AND(AR2=8,AD35=AO1066),VLOOKUP(5,AN1062:BG1074,19,FALSE),IF(AND(AR2=8,AD35=AO1067),VLOOKUP(6,AN1062:BG1074,19,FALSE),IF(AND(AR2=8,AD35=AO1068),VLOOKUP(7,AN1062:BG1074,19,FALSE),IF(AND(AR2=8,AD35=AO1069),VLOOKUP(8,AN1062:BG1074,19,FALSE),IF(AND(AR2=8,AD35=AO1070),VLOOKUP(9,AN1062:BG1074,19,FALSE),IF(AND(AR2=8,AD35=AO1071),VLOOKUP(10,AN1062:BG1074,19,FALSE),IF(AND(AR2=8,AD35=AO1072),VLOOKUP(11,AN1062:BG1074,19,FALSE),IF(AND(AR2=8,AD35=AO1073),VLOOKUP(12,AN1062:BG1074,19,FALSE),IF(AND(AR2=8,AD35=AO1074),VLOOKUP(13,AN1062:BG1074,19,FALSE))))))))))))))","v":false},"cm3"]
[null,null,null,null,null,null,null,null,null,null,null,null,null,null,null,null,null,null,null,null,null,null,null,null,null,null,null,null,null,null,null,null,null,null,null,null,null,null,null,null,null,null,null,"Zy",{"$f":"IF(AND(AR2=1,AD35=AO342),VLOOKUP(1,AN342:BC386,14,FALSE),IF(AND(AR2=1,AD35=AO343),VLOOKUP(2,AN342:BC386,14,FALSE),IF(AND(AR2=1,AD35=AO344),VLOOKUP(3,AN342:BC386,14,FALSE),IF(AND(AR2=1,AD35=AO345),VLOOKUP(4,AN342:BC386,14,FALSE),IF(AND(AR2=1,AD35=AO346),VLOOKUP(5,AN342:BC386,14,FALSE),IF(AND(AR2=1,AD35=AO347),VLOOKUP(6,AN342:BC386,14,FALSE),IF(AND(AR2=1,AD35=AO348),VLOOKUP(7,AN342:BC386,14,FALSE),IF(AND(AR2=1,AD35=AO349),VLOOKUP(8,AN342:BC386,14,FALSE),IF(AND(AR2=1,AD35=AO350),VLOOKUP(9,AN342:BC386,14,FALSE),IF(AND(AR2=1,AD35=AO351),VLOOKUP(10,AN342:BC386,14,FALSE),IF(AND(AR2=1,AD35=AO352),VLOOKUP(11,AN342:BC386,14,FALSE),IF(AND(AR2=1,AD35=AO353),VLOOKUP(12,AN342:BC386,14,FALSE),IF(AND(AR2=1,AD35=AO354),VLOOKUP(13,AN342:BC386,14,FALSE),IF(AND(AR2=1,AD35=AO355),VLOOKUP(14,AN342:BC386,14,FALSE),IF(AND(AR2=1,AD35=AO356),VLOOKUP(15,AN342:BC386,14,FALSE),IF(AND(AR2=1,AD35=AO357),VLOOKUP(16,AN342:BC386,14,FALSE),IF(AND(AR2=1,AD35=AO358),VLOOKUP(17,AN342:BC386,14,FALSE),IF(AND(AR2=1,AD35=AO359),VLOOKUP(18,AN342:BC386,14,FALSE),IF(AND(AR2=1,AD35=AO360),VLOOKUP(19,AN342:BC386,14,FALSE),IF(AND(AR2=1,AD35=AO361),VLOOKUP(20,AN342:BC386,14,FALSE),IF(AND(AR2=1,AD35=AO362),VLOOKUP(21,AN342:BC386,14,FALSE),IF(AND(AR2=1,AD35=AO363),VLOOKUP(22,AN342:BC386,14,FALSE),IF(AND(AR2=1,AD35=AO364),VLOOKUP(23,AN342:BC386,14,FALSE),IF(AND(AR2=1,AD35=AO365),VLOOKUP(24,AN342:BC386,14,FALSE),IF(AND(AR2=1,AD35=AO366),VLOOKUP(25,AN342:BC386,14,FALSE),IF(AND(AR2=1,AD35=AO367),VLOOKUP(26,AN342:BC386,14,FALSE),IF(AND(AR2=1,AD35=AO368),VLOOKUP(27,AN342:BC386,14,FALSE),IF(AND(AR2=1,AD35=AO369),VLOOKUP(28,AN342:BC386,14,FALSE),IF(AND(AR2=1,AD35=AO370),VLOOKUP(29,AN342:BC386,14,FALSE),IF(AND(AR2=1,AD35=AO371),VLOOKUP(30,AN342:BC386,14,FALSE),IF(AND(AR2=1,AD35=AO372),VLOOKUP(31,AN342:BC386,14,FALSE),IF(AND(AR2=1,AD35=AO373),VLOOKUP(32,AN342:BC386,14,FALSE),IF(AND(AR2=1,AD35=AO374),VLOOKUP(33,AN342:BC386,14,FALSE),IF(AND(AR2=1,AD35=AO375),VLOOKUP(34,AN342:BC386,14,FALSE),IF(AND(AR2=1,AD35=AO376),VLOOKUP(35,AN342:BC386,14,FALSE),IF(AND(AR2=1,AD35=AO377),VLOOKUP(36,AN342:BC386,14,FALSE),IF(AND(AR2=1,AD35=AO378),VLOOKUP(37,AN342:BC386,14,FALSE),IF(AND(AR2=1,AD35=AO379),VLOOKUP(38,AN342:BC386,14,FALSE),IF(AND(AR2=1,AD35=AO380),VLOOKUP(39,AN342:BC386,14,FALSE),IF(AND(AR2=1,AD35=AO381),VLOOKUP(40,AN342:BC386,14,FALSE),IF(AND(AR2=1,AD35=AO382),VLOOKUP(41,AN342:BC386,14,FALSE),IF(AND(AR2=1,AD35=AO383),VLOOKUP(42,AN342:BC386,14,FALSE),IF(AND(AR2=1,AD35=AO384),VLOOKUP(43,AN342:BC386,14,FALSE),IF(AND(AR2=1,AD35=AO385),VLOOKUP(44,AN342:BC386,14,FALSE),IF(AND(AR2=1,AD35=AO386),VLOOKUP(45,AN342:BC386,14,FALSE))))))))))))))))))))))))))))))))))))))))))))))","v":7.81},"cm3","Zy",{"$f":"IF(AND(AR2=2,AD35=AO443),VLOOKUP(1,AN443:AW474,9,FALSE),IF(AND(AR2=2,AD35=AO444),VLOOKUP(2,AN443:AW474,9,FALSE),IF(AND(AR2=2,AD35=AO445),VLOOKUP(3,AN443:AW474,9,FALSE),IF(AND(AR2=2,AD35=AO446),VLOOKUP(4,AN443:AW474,9,FALSE),IF(AND(AR2=2,AD35=AO447),VLOOKUP(5,AN443:AW474,9,FALSE),IF(AND(AR2=2,AD35=AO448),VLOOKUP(6,AN443:AW474,9,FALSE),IF(AND(AR2=2,AD35=AO449),VLOOKUP(7,AN443:AW474,9,FALSE),IF(AND(AR2=2,AD35=AO450),VLOOKUP(8,AN443:AW474,9,FALSE),IF(AND(AR2=2,AD35=AO451),VLOOKUP(9,AN443:AW474,9,FALSE),IF(AND(AR2=2,AD35=AO452),VLOOKUP(10,AN443:AW474,9,FALSE),IF(AND(AR2=2,AD35=AO453),VLOOKUP(11,AN443:AW474,9,FALSE),IF(AND(AR2=2,AD35=AO454),VLOOKUP(12,AN443:AW474,9,FALSE),IF(AND(AR2=2,AD35=AO455),VLOOKUP(13,AN443:AW474,9,FALSE),IF(AND(AR2=2,AD35=AO456),VLOOKUP(14,AN443:AW474,9,FALSE),IF(AND(AR2=2,AD35=AO457),VLOOKUP(15,AN443:AW474,9,FALSE),IF(AND(AR2=2,AD35=AO458),VLOOKUP(16,AN443:AW474,9,FALSE),IF(AND(AR2=2,AD35=AO459),VLOOKUP(17,AN443:AW474,9,FALSE),IF(AND(AR2=2,AD35=AO460),VLOOKUP(18,AN443:AW474,9,FALSE),IF(AND(AR2=2,AD35=AO461),VLOOKUP(19,AN443:AW474,9,FALSE),IF(AND(AR2=2,AD35=AO462),VLOOKUP(20,AN443:AW474,9,FALSE),IF(AND(AR2=2,AD35=AO463),VLOOKUP(21,AN443:AW474,9,FALSE),IF(AND(AR2=2,AD35=AO464),VLOOKUP(22,AN443:AW474,9,FALSE),IF(AND(AR2=2,AD35=AO465),VLOOKUP(23,AN443:AW474,9,FALSE),IF(AND(AR2=2,AD35=AO466),VLOOKUP(24,AN443:AW474,9,FALSE),IF(AND(AR2=2,AD35=AO467),VLOOKUP(25,AN443:AW474,9,FALSE),IF(AND(AR2=2,AD35=AO468),VLOOKUP(26,AN443:AW474,9,FALSE),IF(AND(AR2=2,AD35=AO469),VLOOKUP(27,AN443:AW474,9,FALSE),IF(AND(AR2=2,AD35=AO470),VLOOKUP(28,AN443:AW474,9,FALSE),IF(AND(AR2=2,AD35=AO471),VLOOKUP(29,AN443:AW474,9,FALSE),IF(AND(AR2=2,AD35=AO472),VLOOKUP(30,AN443:AW474,9,FALSE),IF(AND(AR2=2,AD35=AO473),VLOOKUP(31,AN443:AW474,9,FALSE),IF(AND(AR2=2,AD35=AO474),VLOOKUP(32,AN443:AW474,9,FALSE)))))))))))))))))))))))))))))))))","v":false},"cm3","Zy",{"$f":"IF(AND(AR2=3,AD35=AO402),VLOOKUP(1,AN402:AZ427,11,FALSE),IF(AND(AR2=3,AD35=AO403),VLOOKUP(2,AN402:AZ427,11,FALSE),IF(AND(AR2=3,AD35=AO404),VLOOKUP(3,AN402:AZ427,11,FALSE),IF(AND(AR2=3,AD35=AO405),VLOOKUP(4,AN402:AZ427,11,FALSE),IF(AND(AR2=3,AD35=AO406),VLOOKUP(5,AN402:AZ427,11,FALSE),IF(AND(AR2=3,AD35=AO407),VLOOKUP(6,AN402:AZ427,11,FALSE),IF(AND(AR2=3,AD35=AO408),VLOOKUP(7,AN402:AZ427,11,FALSE),IF(AND(AR2=3,AD35=AO409),VLOOKUP(8,AN402:AZ427,11,FALSE),IF(AND(AR2=3,AD35=AO410),VLOOKUP(9,AN402:AZ427,11,FALSE),IF(AND(AR2=3,AD35=AO411),VLOOKUP(10,AN402:AZ427,11,FALSE),IF(AND(AR2=3,AD35=AO412),VLOOKUP(11,AN402:AZ427,11,FALSE),IF(AND(AR2=3,AD35=AO413),VLOOKUP(12,AN402:AZ427,11,FALSE),IF(AND(AR2=3,AD35=AO414),VLOOKUP(13,AN402:AZ427,11,FALSE),IF(AND(AR2=3,AD35=AO415),VLOOKUP(14,AN402:AZ427,11,FALSE),IF(AND(AR2=3,AD35=AO416),VLOOKUP(15,AN402:AZ427,11,FALSE),IF(AND(AR2=3,AD35=AO417),VLOOKUP(16,AN402:AZ427,11,FALSE),IF(AND(AR2=3,AD35=AO418),VLOOKUP(17,AN402:AZ427,11,FALSE),IF(AND(AR2=3,AD35=AO419),VLOOKUP(18,AN402:AZ427,11,FALSE),IF(AND(AR2=3,AD35=AO420),VLOOKUP(19,AN402:AZ427,11,FALSE),IF(AND(AR2=3,AD35=AO421),VLOOKUP(20,AN402:AZ427,11,FALSE),IF(AND(AR2=3,AD35=AO422),VLOOKUP(21,AN402:AZ427,11,FALSE),IF(AND(AR2=3,AD35=AO423),VLOOKUP(22,AN402:AZ427,11,FALSE),IF(AND(AR2=3,AD35=AO424),VLOOKUP(23,AN402:AZ427,11,FALSE),IF(AND(AR2=3,AD35=AO425),VLOOKUP(24,AN402:AZ427,11,FALSE),IF(AND(AR2=3,AD35=AO426),VLOOKUP(25,AN402:AZ427,11,FALSE),IF(AND(AR2=3,AD35=AO427),VLOOKUP(26,AN402:AZ427,11,FALSE)))))))))))))))))))))))))))","v":false},"cm3","Zy",{"$f":"BB29","v":false},"cm3","Zy",{"$f":"IF(AND(AR2=5,AD35=AO126),VLOOKUP(1,AN126:BD141,17,FALSE),IF(AND(AR2=5,AD35=AO127),VLOOKUP(2,AN126:BD141,17,FALSE),IF(AND(AR2=5,AD35=AO128),VLOOKUP(3,AN126:BD141,17,FALSE),IF(AND(AR2=5,AD35=AO129),VLOOKUP(4,AN126:BD141,17,FALSE),IF(AND(AR2=5,AD35=AO130),VLOOKUP(5,AN126:BD141,17,FALSE),IF(AND(AR2=5,AD35=AO131),VLOOKUP(6,AN126:BD141,17,FALSE),IF(AND(AR2=5,AD35=AO132),VLOOKUP(7,AN126:BD141,17,FALSE),IF(AND(AR2=5,AD35=AO133),VLOOKUP(8,AN126:BD141,17,FALSE),IF(AND(AR2=5,AD35=AO134),VLOOKUP(9,AN126:BD141,17,FALSE),IF(AND(AR2=5,AD35=AO135),VLOOKUP(10,AN126:BD141,17,FALSE),IF(AND(AR2=5,AD35=AO136),VLOOKUP(11,AN126:BD141,17,FALSE),IF(AND(AR2=5,AD35=AO137),VLOOKUP(12,AN126:BD141,17,FALSE),IF(AND(AR2=5,AD35=AO138),VLOOKUP(13,AN126:BD141,17,FALSE),IF(AND(AR2=5,AD35=AO139),VLOOKUP(14,AN126:BD141,17,FALSE),IF(AND(AR2=5,AD35=AO140),VLOOKUP(15,AN126:BD141,17,FALSE),IF(AND(AR2=5,AD35=AO141),VLOOKUP(16,AN126:BD141,17,FALSE)))))))))))))))))","v":false},"cm3","Zy",{"$f":"IF(AND(AR2=6,AD35=AO218),VLOOKUP(1,AN218:BQ290,28,FALSE),IF(AND(AR2=6,AD35=AO219),VLOOKUP(2,AN218:BQ290,28,FALSE),IF(AND(AR2=6,AD35=AO220),VLOOKUP(3,AN218:BQ290,28,FALSE),IF(AND(AR2=6,AD35=AO221),VLOOKUP(4,AN218:BQ290,28,FALSE),IF(AND(AR2=6,AD35=AO222),VLOOKUP(5,AN218:BQ290,28,FALSE),IF(AND(AR2=6,AD35=AO223),VLOOKUP(6,AN218:BQ290,28,FALSE),IF(AND(AR2=6,AD35=AO224),VLOOKUP(7,AN218:BQ290,28,FALSE),IF(AND(AR2=6,AD35=AO225),VLOOKUP(8,AN218:BQ290,28,FALSE),IF(AND(AR2=6,AD35=AO226),VLOOKUP(9,AN218:BQ290,28,FALSE),IF(AND(AR2=6,AD35=AO227),VLOOKUP(10,AN218:BQ290,28,FALSE),IF(AND(AR2=6,AD35=AO228),VLOOKUP(11,AN218:BQ290,28,FALSE),IF(AND(AR2=6,AD35=AO229),VLOOKUP(12,AN218:BQ290,28,FALSE),IF(AND(AR2=6,AD35=AO230),VLOOKUP(13,AN218:BQ290,28,FALSE),IF(AND(AR2=6,AD35=AO231),VLOOKUP(14,AN218:BQ290,28,FALSE),IF(AND(AR2=6,AD35=AO232),VLOOKUP(15,AN218:BQ290,28,FALSE),IF(AND(AR2=6,AD35=AO233),VLOOKUP(16,AN218:BQ290,28,FALSE),IF(AND(AR2=6,AD35=AO234),VLOOKUP(17,AN218:BQ290,28,FALSE),IF(AND(AR2=6,AD35=AO235),VLOOKUP(18,AN218:BQ290,28,FALSE),IF(AND(AR2=6,AD35=AO236),VLOOKUP(19,AN218:BQ290,28,FALSE),IF(AND(AR2=6,AD35=AO237),VLOOKUP(20,AN218:BQ290,28,FALSE),IF(AND(AR2=6,AD35=AO238),VLOOKUP(21,AN218:BQ290,28,FALSE),IF(AND(AR2=6,AD35=AO239),VLOOKUP(22,AN218:BQ290,28,FALSE),IF(AND(AR2=6,AD35=AO240),VLOOKUP(23,AN218:BQ290,28,FALSE),IF(AND(AR2=6,AD35=AO241),VLOOKUP(24,AN218:BQ290,28,FALSE),IF(AND(AR2=6,AD35=AO242),VLOOKUP(25,AN218:BQ290,28,FALSE),IF(AND(AR2=6,AD35=AO243),VLOOKUP(26,AN218:BQ290,28,FALSE),IF(AND(AR2=6,AD35=AO244),VLOOKUP(27,AN218:BQ290,28,FALSE),IF(AND(AR2=6,AD35=AO245),VLOOKUP(28,AN218:BQ290,28,FALSE),IF(AND(AR2=6,AD35=AO246),VLOOKUP(29,AN218:BQ290,28,FALSE),IF(AND(AR2=6,AD35=AO247),VLOOKUP(30,AN218:BQ290,28,FALSE),IF(AND(AR2=6,AD35=AO248),VLOOKUP(31,AN218:BQ290,28,FALSE),IF(AND(AR2=6,AD35=AO249),VLOOKUP(32,AN218:BQ290,28,FALSE),IF(AND(AR2=6,AD35=AO250),VLOOKUP(33,AN218:BQ290,28,FALSE),IF(AND(AR2=6,AD35=AO251),VLOOKUP(34,AN218:BQ290,28,FALSE),IF(AND(AR2=6,AD35=AO252),VLOOKUP(35,AN218:BQ290,28,FALSE),IF(AND(AR2=6,AD35=AO253),VLOOKUP(36,AN218:BQ290,28,FALSE),IF(AND(AR2=6,AD35=AO254),VLOOKUP(37,AN218:BQ290,28,FALSE),IF(AND(AR2=6,AD35=AO255),VLOOKUP(38,AN218:BQ290,28,FALSE),IF(AND(AR2=6,AD35=AO256),VLOOKUP(39,AN218:BQ290,28,FALSE),IF(AND(AR2=6,AD35=AO257),VLOOKUP(40,AN218:BQ290,28,FALSE),IF(AND(AR2=6,AD35=AO258),VLOOKUP(41,AN218:BQ290,28,FALSE),IF(AND(AR2=6,AD35=AO259),VLOOKUP(42,AN218:BQ290,28,FALSE),IF(AND(AR2=6,AD35=AO260),VLOOKUP(43,AN218:BQ290,28,FALSE),IF(AND(AR2=6,AD35=AO261),VLOOKUP(44,AN218:BQ290,28,FALSE),IF(AND(AR2=6,AD35=AO262),VLOOKUP(45,AN218:BQ290,28,FALSE),IF(AND(AR2=6,AD35=AO263),VLOOKUP(46,AN218:BQ290,28,FALSE),IF(AND(AR2=6,AD35=AO264),VLOOKUP(47,AN218:BQ290,28,FALSE),IF(AND(AR2=6,AD35=AO265),VLOOKUP(48,AN218:BQ290,28,FALSE),IF(AND(AR2=6,AD35=AO266),VLOOKUP(49,AN218:BQ290,28,FALSE),IF(AND(AR2=6,AD35=AO267),VLOOKUP(50,AN218:BQ290,28,FALSE),IF(AND(AR2=6,AD35=AO268),VLOOKUP(51,AN218:BQ290,28,FALSE),IF(AND(AR2=6,AD35=AO269),VLOOKUP(52,AN218:BQ290,28,FALSE),IF(AND(AR2=6,AD35=AO270),VLOOKUP(53,AN218:BQ290,28,FALSE),IF(AND(AR2=6,AD35=AO271),VLOOKUP(54,AN218:BQ290,28,FALSE),IF(AND(AR2=6,AD35=AO272),VLOOKUP(55,AN218:BQ290,28,FALSE),IF(AND(AR2=6,AD35=AO273),VLOOKUP(56,AN218:BQ290,28,FALSE),IF(AND(AR2=6,AD35=AO274),VLOOKUP(57,AN218:BQ290,28,FALSE),IF(AND(AR2=6,AD35=AO275),VLOOKUP(58,AN218:BQ290,28,FALSE),IF(AND(AR2=6,AD35=AO276),VLOOKUP(59,AN218:BQ290,28,FALSE),IF(AND(AR2=6,AD35=AO277),VLOOKUP(60,AN218:BQ290,28,FALSE),IF(AND(AR2=6,AD35=AO278),VLOOKUP(61,AN218:BQ290,28,FALSE),IF(AND(AR2=6,AD35=AO279),VLOOKUP(62,AN218:BQ290,28,FALSE),IF(AND(AR2=6,AD35=AO280),VLOOKUP(63,AN218:BQ290,28,FALSE),IF(AND(AR2=6,AD35=AO281),VLOOKUP(64,AN218:BQ290,28,FALSE)))))))))))))))))))))))))))))))))))))))))))))))))))))))))))))))))","v":false},"cm3","Zy",{"$f":"IF(AND(AR2=7,AD35=AO308),VLOOKUP(1,AN308:BB327,15,FALSE),IF(AND(AR2=7,AD35=AO309),VLOOKUP(2,AN308:BB327,15,FALSE),IF(AND(AR2=7,AD35=AO310),VLOOKUP(3,AN308:BB327,15,FALSE),IF(AND(AR2=7,AD35=AO311),VLOOKUP(4,AN308:BB327,15,FALSE),IF(AND(AR2=7,AD35=AO312),VLOOKUP(5,AN308:BB327,15,FALSE),IF(AND(AR2=7,AD35=AO313),VLOOKUP(6,AN308:BB327,15,FALSE),IF(AND(AR2=7,AD35=AO314),VLOOKUP(7,AN308:BB327,15,FALSE),IF(AND(AR2=7,AD35=AO315),VLOOKUP(8,AN308:BB327,15,FALSE),IF(AND(AR2=7,AD35=AO316),VLOOKUP(9,AN308:BB327,15,FALSE),IF(AND(AR2=7,AD35=AO317),VLOOKUP(10,AN308:BB327,15,FALSE),IF(AND(AR2=7,AD35=AO318),VLOOKUP(11,AN308:BB327,15,FALSE),IF(AND(AR2=7,AD35=AO319),VLOOKUP(12,AN308:BB327,15,FALSE),IF(AND(AR2=7,AD35=AO320),VLOOKUP(13,AN308:BB327,15,FALSE),IF(AND(AR2=7,AD35=AO321),VLOOKUP(14,AN308:BB327,15,FALSE),IF(AND(AR2=7,AD35=AO322),VLOOKUP(15,AN308:BB327,15,FALSE),IF(AND(AR2=7,AD35=AO323),VLOOKUP(16,AN308:BB327,15,FALSE),IF(AND(AR2=7,AD35=AO324),VLOOKUP(17,AN308:BB327,15,FALSE),IF(AND(AR2=7,AD35=AO325),VLOOKUP(18,AN308:BB327,15,FALSE),IF(AND(AR2=7,AD35=AO326),VLOOKUP(19,AN308:BB327,15,FALSE),IF(AND(AR2=7,AD35=AO327),VLOOKUP(20,AN308:BB327,15,FALSE)))))))))))))))))))))","v":false},"cm3","Zy",{"$f":"IF(AND(AR2=8,AD35=AO1062),VLOOKUP(1,AN1062:BG1074,20,FALSE),IF(AND(AR2=8,AD35=AO1063),VLOOKUP(2,AN1062:BG1074,20,FALSE),IF(AND(AR2=8,AD35=AO1064),VLOOKUP(3,AN1062:BG1074,20,FALSE),IF(AND(AR2=8,AD35=AO1065),VLOOKUP(4,AN1062:BG1074,20,FALSE),IF(AND(AR2=8,AD35=AO1066),VLOOKUP(5,AN1062:BG1074,20,FALSE),IF(AND(AR2=8,AD35=AO1067),VLOOKUP(6,AN1062:BG1074,20,FALSE),IF(AND(AR2=8,AD35=AO1068),VLOOKUP(7,AN1062:BG1074,20,FALSE),IF(AND(AR2=8,AD35=AO1069),VLOOKUP(8,AN1062:BG1074,20,FALSE),IF(AND(AR2=8,AD35=AO1070),VLOOKUP(9,AN1062:BG1074,20,FALSE),IF(AND(AR2=8,AD35=AO1071),VLOOKUP(10,AN1062:BG1074,20,FALSE),IF(AND(AR2=8,AD35=AO1072),VLOOKUP(11,AN1062:BG1074,20,FALSE),IF(AND(AR2=8,AD35=AO1073),VLOOKUP(12,AN1062:BG1074,20,FALSE),IF(AND(AR2=8,AD35=AO1074),VLOOKUP(13,AN1062:BG1074,20,FALSE))))))))))))))","v":false},"cm3"]
[null,null,null,null,null,null,null,null,null,null,null,null,null,null,null,null,null,null,null,null,null,null,null,null,null,null,null,null,null,null,null,null,null,null,null,null,null,null,null,null,null,null,null,"rx",{"$f":"IF(AND(AR2=1,AD35=AO342),VLOOKUP(1,AN342:BC386,11,FALSE),IF(AND(AR2=1,AD35=AO343),VLOOKUP(2,AN342:BC386,11,FALSE),IF(AND(AR2=1,AD35=AO344),VLOOKUP(3,AN342:BC386,11,FALSE),IF(AND(AR2=1,AD35=AO345),VLOOKUP(4,AN342:BC386,11,FALSE),IF(AND(AR2=1,AD35=AO346),VLOOKUP(5,AN342:BC386,11,FALSE),IF(AND(AR2=1,AD35=AO347),VLOOKUP(6,AN342:BC386,11,FALSE),IF(AND(AR2=1,AD35=AO348),VLOOKUP(7,AN342:BC386,11,FALSE),IF(AND(AR2=1,AD35=AO349),VLOOKUP(8,AN342:BC386,11,FALSE),IF(AND(AR2=1,AD35=AO350),VLOOKUP(9,AN342:BC386,11,FALSE),IF(AND(AR2=1,AD35=AO351),VLOOKUP(10,AN342:BC386,11,FALSE),IF(AND(AR2=1,AD35=AO352),VLOOKUP(11,AN342:BC386,11,FALSE),IF(AND(AR2=1,AD35=AO353),VLOOKUP(12,AN342:BC386,11,FALSE),IF(AND(AR2=1,AD35=AO354),VLOOKUP(13,AN342:BC386,11,FALSE),IF(AND(AR2=1,AD35=AO355),VLOOKUP(14,AN342:BC386,11,FALSE),IF(AND(AR2=1,AD35=AO356),VLOOKUP(15,AN342:BC386,11,FALSE),IF(AND(AR2=1,AD35=AO357),VLOOKUP(16,AN342:BC386,11,FALSE),IF(AND(AR2=1,AD35=AO358),VLOOKUP(17,AN342:BC386,11,FALSE),IF(AND(AR2=1,AD35=AO359),VLOOKUP(18,AN342:BC386,11,FALSE),IF(AND(AR2=1,AD35=AO360),VLOOKUP(19,AN342:BC386,11,FALSE),IF(AND(AR2=1,AD35=AO361),VLOOKUP(20,AN342:BC386,11,FALSE),IF(AND(AR2=1,AD35=AO362),VLOOKUP(21,AN342:BC386,11,FALSE),IF(AND(AR2=1,AD35=AO363),VLOOKUP(22,AN342:BC386,11,FALSE),IF(AND(AR2=1,AD35=AO364),VLOOKUP(23,AN342:BC386,11,FALSE),IF(AND(AR2=1,AD35=AO365),VLOOKUP(24,AN342:BC386,11,FALSE),IF(AND(AR2=1,AD35=AO366),VLOOKUP(25,AN342:BC386,11,FALSE),IF(AND(AR2=1,AD35=AO367),VLOOKUP(26,AN342:BC386,11,FALSE),IF(AND(AR2=1,AD35=AO368),VLOOKUP(27,AN342:BC386,11,FALSE),IF(AND(AR2=1,AD35=AO369),VLOOKUP(28,AN342:BC386,11,FALSE),IF(AND(AR2=1,AD35=AO370),VLOOKUP(29,AN342:BC386,11,FALSE),IF(AND(AR2=1,AD35=AO371),VLOOKUP(30,AN342:BC386,11,FALSE),IF(AND(AR2=1,AD35=AO372),VLOOKUP(31,AN342:BC386,11,FALSE),IF(AND(AR2=1,AD35=AO373),VLOOKUP(32,AN342:BC386,11,FALSE),IF(AND(AR2=1,AD35=AO374),VLOOKUP(33,AN342:BC386,11,FALSE),IF(AND(AR2=1,AD35=AO375),VLOOKUP(34,AN342:BC386,11,FALSE),IF(AND(AR2=1,AD35=AO376),VLOOKUP(35,AN342:BC386,11,FALSE),IF(AND(AR2=1,AD35=AO377),VLOOKUP(36,AN342:BC386,11,FALSE),IF(AND(AR2=1,AD35=AO378),VLOOKUP(37,AN342:BC386,11,FALSE),IF(AND(AR2=1,AD35=AO379),VLOOKUP(38,AN342:BC386,11,FALSE),IF(AND(AR2=1,AD35=AO380),VLOOKUP(39,AN342:BC386,11,FALSE),IF(AND(AR2=1,AD35=AO381),VLOOKUP(40,AN342:BC386,11,FALSE),IF(AND(AR2=1,AD35=AO382),VLOOKUP(41,AN342:BC386,11,FALSE),IF(AND(AR2=1,AD35=AO383),VLOOKUP(42,AN342:BC386,11,FALSE),IF(AND(AR2=1,AD35=AO384),VLOOKUP(43,AN342:BC386,11,FALSE),IF(AND(AR2=1,AD35=AO385),VLOOKUP(44,AN342:BC386,11,FALSE),IF(AND(AR2=1,AD35=AO386),VLOOKUP(45,AN342:BC386,11,FALSE))))))))))))))))))))))))))))))))))))))))))))))","v":3.9},"cm","rx",{"$f":"IF(AND(AR2=2,AD35=AO443),VLOOKUP(1,AN443:AW474,10,FALSE),IF(AND(AR2=2,AD35=AO444),VLOOKUP(2,AN443:AW474,10,FALSE),IF(AND(AR2=2,AD35=AO445),VLOOKUP(3,AN443:AW474,10,FALSE),IF(AND(AR2=2,AD35=AO446),VLOOKUP(4,AN443:AW474,10,FALSE),IF(AND(AR2=2,AD35=AO447),VLOOKUP(5,AN443:AW474,10,FALSE),IF(AND(AR2=2,AD35=AO448),VLOOKUP(6,AN443:AW474,10,FALSE),IF(AND(AR2=2,AD35=AO449),VLOOKUP(7,AN443:AW474,10,FALSE),IF(AND(AR2=2,AD35=AO450),VLOOKUP(8,AN443:AW474,10,FALSE),IF(AND(AR2=2,AD35=AO451),VLOOKUP(9,AN443:AW474,10,FALSE),IF(AND(AR2=2,AD35=AO452),VLOOKUP(10,AN443:AW474,10,FALSE),IF(AND(AR2=2,AD35=AO453),VLOOKUP(11,AN443:AW474,10,FALSE),IF(AND(AR2=2,AD35=AO454),VLOOKUP(12,AN443:AW474,10,FALSE),IF(AND(AR2=2,AD35=AO455),VLOOKUP(13,AN443:AW474,10,FALSE),IF(AND(AR2=2,AD35=AO456),VLOOKUP(14,AN443:AW474,10,FALSE),IF(AND(AR2=2,AD35=AO457),VLOOKUP(15,AN443:AW474,10,FALSE),IF(AND(AR2=2,AD35=AO458),VLOOKUP(16,AN443:AW474,10,FALSE),IF(AND(AR2=2,AD35=AO459),VLOOKUP(17,AN443:AW474,10,FALSE),IF(AND(AR2=2,AD35=AO460),VLOOKUP(18,AN443:AW474,10,FALSE),IF(AND(AR2=2,AD35=AO461),VLOOKUP(19,AN443:AW474,10,FALSE),IF(AND(AR2=2,AD35=AO462),VLOOKUP(20,AN443:AW474,10,FALSE),IF(AND(AR2=2,AD35=AO463),VLOOKUP(21,AN443:AW474,10,FALSE),IF(AND(AR2=2,AD35=AO464),VLOOKUP(22,AN443:AW474,10,FALSE),IF(AND(AR2=2,AD35=AO465),VLOOKUP(23,AN443:AW474,10,FALSE),IF(AND(AR2=2,AD35=AO466),VLOOKUP(24,AN443:AW474,10,FALSE),IF(AND(AR2=2,AD35=AO467),VLOOKUP(25,AN443:AW474,10,FALSE),IF(AND(AR2=2,AD35=AO468),VLOOKUP(26,AN443:AW474,10,FALSE),IF(AND(AR2=2,AD35=AO469),VLOOKUP(27,AN443:AW474,10,FALSE),IF(AND(AR2=2,AD35=AO470),VLOOKUP(28,AN443:AW474,10,FALSE),IF(AND(AR2=2,AD35=AO471),VLOOKUP(29,AN443:AW474,10,FALSE),IF(AND(AR2=2,AD35=AO472),VLOOKUP(30,AN443:AW474,10,FALSE),IF(AND(AR2=2,AD35=AO473),VLOOKUP(31,AN443:AW474,10,FALSE),IF(AND(AR2=2,AD35=AO474),VLOOKUP(32,AN443:AW474,10,FALSE)))))))))))))))))))))))))))))))))","v":false},"cm","rx",{"$f":"IF(AND(AR2=3,AD35=AO402),VLOOKUP(1,AN402:AZ427,12,FALSE),IF(AND(AR2=3,AD35=AO403),VLOOKUP(2,AN402:AZ427,12,FALSE),IF(AND(AR2=3,AD35=AO404),VLOOKUP(3,AN402:AZ427,12,FALSE),IF(AND(AR2=3,AD35=AO405),VLOOKUP(4,AN402:AZ427,12,FALSE),IF(AND(AR2=3,AD35=AO406),VLOOKUP(5,AN402:AZ427,12,FALSE),IF(AND(AR2=3,AD35=AO407),VLOOKUP(6,AN402:AZ427,12,FALSE),IF(AND(AR2=3,AD35=AO408),VLOOKUP(7,AN402:AZ427,12,FALSE),IF(AND(AR2=3,AD35=AO409),VLOOKUP(8,AN402:AZ427,12,FALSE),IF(AND(AR2=3,AD35=AO410),VLOOKUP(9,AN402:AZ427,12,FALSE),IF(AND(AR2=3,AD35=AO411),VLOOKUP(10,AN402:AZ427,12,FALSE),IF(AND(AR2=3,AD35=AO412),VLOOKUP(11,AN402:AZ427,12,FALSE),IF(AND(AR2=3,AD35=AO413),VLOOKUP(12,AN402:AZ427,12,FALSE),IF(AND(AR2=3,AD35=AO414),VLOOKUP(13,AN402:AZ427,12,FALSE),IF(AND(AR2=3,AD35=AO415),VLOOKUP(14,AN402:AZ427,12,FALSE),IF(AND(AR2=3,AD35=AO416),VLOOKUP(15,AN402:AZ427,12,FALSE),IF(AND(AR2=3,AD35=AO417),VLOOKUP(16,AN402:AZ427,12,FALSE),IF(AND(AR2=3,AD35=AO418),VLOOKUP(17,AN402:AZ427,12,FALSE),IF(AND(AR2=3,AD35=AO419),VLOOKUP(18,AN402:AZ427,12,FALSE),IF(AND(AR2=3,AD35=AO420),VLOOKUP(19,AN402:AZ427,12,FALSE),IF(AND(AR2=3,AD35=AO421),VLOOKUP(20,AN402:AZ427,12,FALSE),IF(AND(AR2=3,AD35=AO422),VLOOKUP(21,AN402:AZ427,12,FALSE),IF(AND(AR2=3,AD35=AO423),VLOOKUP(22,AN402:AZ427,12,FALSE),IF(AND(AR2=3,AD35=AO424),VLOOKUP(23,AN402:AZ427,12,FALSE),IF(AND(AR2=3,AD35=AO425),VLOOKUP(24,AN402:AZ427,12,FALSE),IF(AND(AR2=3,AD35=AO426),VLOOKUP(25,AN402:AZ427,12,FALSE),IF(AND(AR2=3,AD35=AO427),VLOOKUP(26,AN402:AZ427,12,FALSE)))))))))))))))))))))))))))","v":false},"cm","rx",{"$f":"IF(AND(AR2=4,AD35=AO157),VLOOKUP(1,AN157:BG202,15,FALSE),IF(AND(AR2=4,AD35=AO158),VLOOKUP(2,AN157:BG202,15,FALSE),IF(AND(AR2=4,AD35=AO159),VLOOKUP(3,AN157:BG202,15,FALSE),IF(AND(AR2=4,AD35=AO160),VLOOKUP(4,AN157:BG202,15,FALSE),IF(AND(AR2=4,AD35=AO161),VLOOKUP(5,AN157:BG202,15,FALSE),IF(AND(AR2=4,AD35=AO162),VLOOKUP(6,AN157:BG202,15,FALSE),IF(AND(AR2=4,AD35=AO163),VLOOKUP(7,AN157:BG202,15,FALSE),IF(AND(AR2=4,AD35=AO164),VLOOKUP(8,AN157:BG202,15,FALSE),IF(AND(AR2=4,AD35=AO165),VLOOKUP(9,AN157:BG202,15,FALSE),IF(AND(AR2=4,AD35=AO166),VLOOKUP(10,AN157:BG202,15,FALSE),IF(AND(AR2=4,AD35=AO167),VLOOKUP(11,AN157:BG202,15,FALSE),IF(AND(AR2=4,AD35=AO168),VLOOKUP(12,AN157:BG202,15,FALSE),IF(AND(AR2=4,AD35=AO169),VLOOKUP(13,AN157:BG202,15,FALSE),IF(AND(AR2=4,AD35=AO170),VLOOKUP(14,AN157:BG202,15,FALSE),IF(AND(AR2=4,AD35=AO171),VLOOKUP(15,AN157:BG202,15,FALSE),IF(AND(AR2=4,AD35=AO172),VLOOKUP(16,AN157:BG202,15,FALSE),IF(AND(AR2=4,AD35=AO173),VLOOKUP(17,AN157:BG202,15,FALSE),IF(AND(AR2=4,AD35=AO174),VLOOKUP(18,AN157:BG202,15,FALSE),IF(AND(AR2=4,AD35=AO175),VLOOKUP(19,AN157:BG202,15,FALSE),IF(AND(AR2=4,AD35=AO176),VLOOKUP(20,AN157:BG202,15,FALSE),IF(AND(AR2=4,AD35=AO177),VLOOKUP(21,AN157:BG202,15,FALSE),IF(AND(AR2=4,AD35=AO178),VLOOKUP(22,AN157:BG202,15,FALSE),IF(AND(AR2=4,AD35=AO179),VLOOKUP(23,AN157:BG202,15,FALSE),IF(AND(AR2=4,AD35=AO180),VLOOKUP(24,AN157:BG202,15,FALSE),IF(AND(AR2=4,AD35=AO181),VLOOKUP(25,AN157:BG202,15,FALSE),IF(AND(AR2=4,AD35=AO182),VLOOKUP(26,AN157:BG202,15,FALSE),IF(AND(AR2=4,AD35=AO183),VLOOKUP(27,AN157:BG202,15,FALSE),IF(AND(AR2=4,AD35=AO184),VLOOKUP(28,AN157:BG202,15,FALSE),IF(AND(AR2=4,AD35=AO185),VLOOKUP(29,AN157:BG202,15,FALSE),IF(AND(AR2=4,AD35=AO186),VLOOKUP(30,AN157:BG202,15,FALSE),IF(AND(AR2=4,AD35=AO187),VLOOKUP(31,AN157:BG202,15,FALSE),IF(AND(AR2=4,AD35=AO188),VLOOKUP(32,AN157:BG202,15,FALSE),IF(AND(AR2=4,AD35=AO189),VLOOKUP(33,AN157:BG202,15,FALSE),IF(AND(AR2=4,AD35=AO190),VLOOKUP(34,AN157:BG202,15,FALSE),IF(AND(AR2=4,AD35=AO191),VLOOKUP(35,AN157:BG202,15,FALSE),IF(AND(AR2=4,AD35=AO192),VLOOKUP(36,AN157:BG202,15,FALSE),IF(AND(AR2=4,AD35=AO193),VLOOKUP(37,AN157:BG202,15,FALSE),IF(AND(AR2=4,AD35=AO194),VLOOKUP(38,AN157:BG202,15,FALSE),IF(AND(AR2=4,AD35=AO195),VLOOKUP(39,AN157:BG202,15,FALSE),IF(AND(AR2=4,AD35=AO196),VLOOKUP(40,AN157:BG202,15,FALSE),IF(AND(AR2=4,AD35=AO197),VLOOKUP(41,AN157:BG202,15,FALSE),IF(AND(AR2=4,AD35=AO198),VLOOKUP(42,AN157:BG202,15,FALSE),IF(AND(AR2=4,AD35=AO199),VLOOKUP(43,AN157:BG202,15,FALSE),IF(AND(AR2=4,AD35=AO200),VLOOKUP(44,AN157:BG202,15,FALSE),IF(AND(AR2=4,AD35=AO201),VLOOKUP(45,AN157:BG202,15,FALSE),IF(AND(AR2=4,AD35=AO202),VLOOKUP(46,AN157:BG202,15,FALSE)))))))))))))))))))))))))))))))))))))))))))))))","v":false},"cm","rx",{"$f":"IF(AND(AR2=5,AD35=AO126),VLOOKUP(1,AN126:BD141,14,FALSE),IF(AND(AR2=5,AD35=AO127),VLOOKUP(2,AN126:BD141,14,FALSE),IF(AND(AR2=5,AD35=AO128),VLOOKUP(3,AN126:BD141,14,FALSE),IF(AND(AR2=5,AD35=AO129),VLOOKUP(4,AN126:BD141,14,FALSE),IF(AND(AR2=5,AD35=AO130),VLOOKUP(5,AN126:BD141,14,FALSE),IF(AND(AR2=5,AD35=AO131),VLOOKUP(6,AN126:BD141,14,FALSE),IF(AND(AR2=5,AD35=AO132),VLOOKUP(7,AN126:BD141,14,FALSE),IF(AND(AR2=5,AD35=AO133),VLOOKUP(8,AN126:BD141,14,FALSE),IF(AND(AR2=5,AD35=AO134),VLOOKUP(9,AN126:BD141,14,FALSE),IF(AND(AR2=5,AD35=AO135),VLOOKUP(10,AN126:BD141,14,FALSE),IF(AND(AR2=5,AD35=AO136),VLOOKUP(11,AN126:BD141,14,FALSE),IF(AND(AR2=5,AD35=AO137),VLOOKUP(12,AN126:BD141,14,FALSE),IF(AND(AR2=5,AD35=AO138),VLOOKUP(13,AN126:BD141,14,FALSE),IF(AND(AR2=5,AD35=AO139),VLOOKUP(14,AN126:BD141,14,FALSE),IF(AND(AR2=5,AD35=AO140),VLOOKUP(15,AN126:BD141,14,FALSE),IF(AND(AR2=5,AD35=AO141),VLOOKUP(16,AN126:BD141,14,FALSE)))))))))))))))))","v":false},"cm","rx",{"$f":"IF(AND(AR2=6,AD35=AO218),VLOOKUP(1,AN218:BQ290,22,FALSE),IF(AND(AR2=6,AD35=AO219),VLOOKUP(2,AN218:BQ290,22,FALSE),IF(AND(AR2=6,AD35=AO220),VLOOKUP(3,AN218:BQ290,22,FALSE),IF(AND(AR2=6,AD35=AO221),VLOOKUP(4,AN218:BQ290,22,FALSE),IF(AND(AR2=6,AD35=AO222),VLOOKUP(5,AN218:BQ290,22,FALSE),IF(AND(AR2=6,AD35=AO223),VLOOKUP(6,AN218:BQ290,22,FALSE),IF(AND(AR2=6,AD35=AO224),VLOOKUP(7,AN218:BQ290,22,FALSE),IF(AND(AR2=6,AD35=AO225),VLOOKUP(8,AN218:BQ290,22,FALSE),IF(AND(AR2=6,AD35=AO226),VLOOKUP(9,AN218:BQ290,22,FALSE),IF(AND(AR2=6,AD35=AO227),VLOOKUP(10,AN218:BQ290,22,FALSE),IF(AND(AR2=6,AD35=AO228),VLOOKUP(11,AN218:BQ290,22,FALSE),IF(AND(AR2=6,AD35=AO229),VLOOKUP(12,AN218:BQ290,22,FALSE),IF(AND(AR2=6,AD35=AO230),VLOOKUP(13,AN218:BQ290,22,FALSE),IF(AND(AR2=6,AD35=AO231),VLOOKUP(14,AN218:BQ290,22,FALSE),IF(AND(AR2=6,AD35=AO232),VLOOKUP(15,AN218:BQ290,22,FALSE),IF(AND(AR2=6,AD35=AO233),VLOOKUP(16,AN218:BQ290,22,FALSE),IF(AND(AR2=6,AD35=AO234),VLOOKUP(17,AN218:BQ290,22,FALSE),IF(AND(AR2=6,AD35=AO235),VLOOKUP(18,AN218:BQ290,22,FALSE),IF(AND(AR2=6,AD35=AO236),VLOOKUP(19,AN218:BQ290,22,FALSE),IF(AND(AR2=6,AD35=AO237),VLOOKUP(20,AN218:BQ290,22,FALSE),IF(AND(AR2=6,AD35=AO238),VLOOKUP(21,AN218:BQ290,22,FALSE),IF(AND(AR2=6,AD35=AO239),VLOOKUP(22,AN218:BQ290,22,FALSE),IF(AND(AR2=6,AD35=AO240),VLOOKUP(23,AN218:BQ290,22,FALSE),IF(AND(AR2=6,AD35=AO241),VLOOKUP(24,AN218:BQ290,22,FALSE),IF(AND(AR2=6,AD35=AO242),VLOOKUP(25,AN218:BQ290,22,FALSE),IF(AND(AR2=6,AD35=AO243),VLOOKUP(26,AN218:BQ290,22,FALSE),IF(AND(AR2=6,AD35=AO244),VLOOKUP(27,AN218:BQ290,22,FALSE),IF(AND(AR2=6,AD35=AO245),VLOOKUP(28,AN218:BQ290,22,FALSE),IF(AND(AR2=6,AD35=AO246),VLOOKUP(29,AN218:BQ290,22,FALSE),IF(AND(AR2=6,AD35=AO247),VLOOKUP(30,AN218:BQ290,22,FALSE),IF(AND(AR2=6,AD35=AO248),VLOOKUP(31,AN218:BQ290,22,FALSE),IF(AND(AR2=6,AD35=AO249),VLOOKUP(32,AN218:BQ290,22,FALSE),IF(AND(AR2=6,AD35=AO250),VLOOKUP(33,AN218:BQ290,22,FALSE),IF(AND(AR2=6,AD35=AO251),VLOOKUP(34,AN218:BQ290,22,FALSE),IF(AND(AR2=6,AD35=AO252),VLOOKUP(35,AN218:BQ290,22,FALSE),IF(AND(AR2=6,AD35=AO253),VLOOKUP(36,AN218:BQ290,22,FALSE),IF(AND(AR2=6,AD35=AO254),VLOOKUP(37,AN218:BQ290,22,FALSE),IF(AND(AR2=6,AD35=AO255),VLOOKUP(38,AN218:BQ290,22,FALSE),IF(AND(AR2=6,AD35=AO256),VLOOKUP(39,AN218:BQ290,22,FALSE),IF(AND(AR2=6,AD35=AO257),VLOOKUP(40,AN218:BQ290,22,FALSE),IF(AND(AR2=6,AD35=AO258),VLOOKUP(41,AN218:BQ290,22,FALSE),IF(AND(AR2=6,AD35=AO259),VLOOKUP(42,AN218:BQ290,22,FALSE),IF(AND(AR2=6,AD35=AO260),VLOOKUP(43,AN218:BQ290,22,FALSE),IF(AND(AR2=6,AD35=AO261),VLOOKUP(44,AN218:BQ290,22,FALSE),IF(AND(AR2=6,AD35=AO262),VLOOKUP(45,AN218:BQ290,22,FALSE),IF(AND(AR2=6,AD35=AO263),VLOOKUP(46,AN218:BQ290,22,FALSE),IF(AND(AR2=6,AD35=AO264),VLOOKUP(47,AN218:BQ290,22,FALSE),IF(AND(AR2=6,AD35=AO265),VLOOKUP(48,AN218:BQ290,22,FALSE),IF(AND(AR2=6,AD35=AO266),VLOOKUP(49,AN218:BQ290,22,FALSE),IF(AND(AR2=6,AD35=AO267),VLOOKUP(50,AN218:BQ290,22,FALSE),IF(AND(AR2=6,AD35=AO268),VLOOKUP(51,AN218:BQ290,22,FALSE),IF(AND(AR2=6,AD35=AO269),VLOOKUP(52,AN218:BQ290,22,FALSE),IF(AND(AR2=6,AD35=AO270),VLOOKUP(53,AN218:BQ290,22,FALSE),IF(AND(AR2=6,AD35=AO271),VLOOKUP(54,AN218:BQ290,22,FALSE),IF(AND(AR2=6,AD35=AO272),VLOOKUP(55,AN218:BQ290,22,FALSE),IF(AND(AR2=6,AD35=AO273),VLOOKUP(56,AN218:BQ290,22,FALSE),IF(AND(AR2=6,AD35=AO274),VLOOKUP(57,AN218:BQ290,22,FALSE),IF(AND(AR2=6,AD35=AO275),VLOOKUP(58,AN218:BQ290,22,FALSE),IF(AND(AR2=6,AD35=AO276),VLOOKUP(59,AN218:BQ290,22,FALSE),IF(AND(AR2=6,AD35=AO277),VLOOKUP(60,AN218:BQ290,22,FALSE),IF(AND(AR2=6,AD35=AO278),VLOOKUP(61,AN218:BQ290,22,FALSE),IF(AND(AR2=6,AD35=AO279),VLOOKUP(62,AN218:BQ290,22,FALSE),IF(AND(AR2=6,AD35=AO280),VLOOKUP(63,AN218:BQ290,22,FALSE),IF(AND(AR2=6,AD35=AO281),VLOOKUP(64,AN218:BQ290,22,FALSE)))))))))))))))))))))))))))))))))))))))))))))))))))))))))))))))))","v":false},"cm","rx",{"$f":"IF(AND(AR2=7,AD35=AO308),VLOOKUP(1,AN308:BB327,12,FALSE),IF(AND(AR2=7,AD35=AO309),VLOOKUP(2,AN308:BB327,12,FALSE),IF(AND(AR2=7,AD35=AO310),VLOOKUP(3,AN308:BB327,12,FALSE),IF(AND(AR2=7,AD35=AO311),VLOOKUP(4,AN308:BB327,12,FALSE),IF(AND(AR2=7,AD35=AO312),VLOOKUP(5,AN308:BB327,12,FALSE),IF(AND(AR2=7,AD35=AO313),VLOOKUP(6,AN308:BB327,12,FALSE),IF(AND(AR2=7,AD35=AO314),VLOOKUP(7,AN308:BB327,12,FALSE),IF(AND(AR2=7,AD35=AO315),VLOOKUP(8,AN308:BB327,12,FALSE),IF(AND(AR2=7,AD35=AO316),VLOOKUP(9,AN308:BB327,12,FALSE),IF(AND(AR2=7,AD35=AO317),VLOOKUP(10,AN308:BB327,12,FALSE),IF(AND(AR2=7,AD35=AO318),VLOOKUP(11,AN308:BB327,12,FALSE),IF(AND(AR2=7,AD35=AO319),VLOOKUP(12,AN308:BB327,12,FALSE),IF(AND(AR2=7,AD35=AO320),VLOOKUP(13,AN308:BB327,12,FALSE),IF(AND(AR2=7,AD35=AO321),VLOOKUP(14,AN308:BB327,12,FALSE),IF(AND(AR2=7,AD35=AO322),VLOOKUP(15,AN308:BB327,12,FALSE),IF(AND(AR2=7,AD35=AO323),VLOOKUP(16,AN308:BB327,12,FALSE),IF(AND(AR2=7,AD35=AO324),VLOOKUP(17,AN308:BB327,12,FALSE),IF(AND(AR2=7,AD35=AO325),VLOOKUP(18,AN308:BB327,12,FALSE),IF(AND(AR2=7,AD35=AO326),VLOOKUP(19,AN308:BB327,12,FALSE),IF(AND(AR2=7,AD35=AO327),VLOOKUP(20,AN308:BB327,12,FALSE)))))))))))))))))))))","v":false},"cm","rx",{"$f":"IF(AND(AR2=8,AD35=AO1062),VLOOKUP(1,AN1062:BG1074,15,FALSE),IF(AND(AR2=8,AD35=AO1063),VLOOKUP(2,AN1062:BG1074,15,FALSE),IF(AND(AR2=8,AD35=AO1064),VLOOKUP(3,AN1062:BG1074,15,FALSE),IF(AND(AR2=8,AD35=AO1065),VLOOKUP(4,AN1062:BG1074,15,FALSE),IF(AND(AR2=8,AD35=AO1066),VLOOKUP(5,AN1062:BG1074,15,FALSE),IF(AND(AR2=8,AD35=AO1067),VLOOKUP(6,AN1062:BG1074,15,FALSE),IF(AND(AR2=8,AD35=AO1068),VLOOKUP(7,AN1062:BG1074,15,FALSE),IF(AND(AR2=8,AD35=AO1069),VLOOKUP(8,AN1062:BG1074,15,FALSE),IF(AND(AR2=8,AD35=AO1070),VLOOKUP(9,AN1062:BG1074,15,FALSE),IF(AND(AR2=8,AD35=AO1071),VLOOKUP(10,AN1062:BG1074,15,FALSE),IF(AND(AR2=8,AD35=AO1072),VLOOKUP(11,AN1062:BG1074,15,FALSE),IF(AND(AR2=8,AD35=AO1073),VLOOKUP(12,AN1062:BG1074,15,FALSE),IF(AND(AR2=8,AD35=AO1074),VLOOKUP(13,AN1062:BG1074,15,FALSE))))))))))))))","v":false},"cm"]
[null,null,null,null,null,null,null,null,null,null,null,null,null,null,null,null,null,null,null,null,null,null,null,null,null,null,null,null,null,null,null,null,null,null,null,null,null,null,null,null,null,null,null,"ry",{"$f":"IF(AND(AR2=1,AD35=AO342),VLOOKUP(1,AN342:BC386,12,FALSE),IF(AND(AR2=1,AD35=AO343),VLOOKUP(2,AN342:BC386,12,FALSE),IF(AND(AR2=1,AD35=AO344),VLOOKUP(3,AN342:BC386,12,FALSE),IF(AND(AR2=1,AD35=AO345),VLOOKUP(4,AN342:BC386,12,FALSE),IF(AND(AR2=1,AD35=AO346),VLOOKUP(5,AN342:BC386,12,FALSE),IF(AND(AR2=1,AD35=AO347),VLOOKUP(6,AN342:BC386,12,FALSE),IF(AND(AR2=1,AD35=AO348),VLOOKUP(7,AN342:BC386,12,FALSE),IF(AND(AR2=1,AD35=AO349),VLOOKUP(8,AN342:BC386,12,FALSE),IF(AND(AR2=1,AD35=AO350),VLOOKUP(9,AN342:BC386,12,FALSE),IF(AND(AR2=1,AD35=AO351),VLOOKUP(10,AN342:BC386,12,FALSE),IF(AND(AR2=1,AD35=AO352),VLOOKUP(11,AN342:BC386,12,FALSE),IF(AND(AR2=1,AD35=AO353),VLOOKUP(12,AN342:BC386,12,FALSE),IF(AND(AR2=1,AD35=AO354),VLOOKUP(13,AN342:BC386,12,FALSE),IF(AND(AR2=1,AD35=AO355),VLOOKUP(14,AN342:BC386,12,FALSE),IF(AND(AR2=1,AD35=AO356),VLOOKUP(15,AN342:BC386,12,FALSE),IF(AND(AR2=1,AD35=AO357),VLOOKUP(16,AN342:BC386,12,FALSE),IF(AND(AR2=1,AD35=AO358),VLOOKUP(17,AN342:BC386,12,FALSE),IF(AND(AR2=1,AD35=AO359),VLOOKUP(18,AN342:BC386,12,FALSE),IF(AND(AR2=1,AD35=AO360),VLOOKUP(19,AN342:BC386,12,FALSE),IF(AND(AR2=1,AD35=AO361),VLOOKUP(20,AN342:BC386,12,FALSE),IF(AND(AR2=1,AD35=AO362),VLOOKUP(21,AN342:BC386,12,FALSE),IF(AND(AR2=1,AD35=AO363),VLOOKUP(22,AN342:BC386,12,FALSE),IF(AND(AR2=1,AD35=AO364),VLOOKUP(23,AN342:BC386,12,FALSE),IF(AND(AR2=1,AD35=AO365),VLOOKUP(24,AN342:BC386,12,FALSE),IF(AND(AR2=1,AD35=AO366),VLOOKUP(25,AN342:BC386,12,FALSE),IF(AND(AR2=1,AD35=AO367),VLOOKUP(26,AN342:BC386,12,FALSE),IF(AND(AR2=1,AD35=AO368),VLOOKUP(27,AN342:BC386,12,FALSE),IF(AND(AR2=1,AD35=AO369),VLOOKUP(28,AN342:BC386,12,FALSE),IF(AND(AR2=1,AD35=AO370),VLOOKUP(29,AN342:BC386,12,FALSE),IF(AND(AR2=1,AD35=AO371),VLOOKUP(30,AN342:BC386,12,FALSE),IF(AND(AR2=1,AD35=AO372),VLOOKUP(31,AN342:BC386,12,FALSE),IF(AND(AR2=1,AD35=AO373),VLOOKUP(32,AN342:BC386,12,FALSE),IF(AND(AR2=1,AD35=AO374),VLOOKUP(33,AN342:BC386,12,FALSE),IF(AND(AR2=1,AD35=AO375),VLOOKUP(34,AN342:BC386,12,FALSE),IF(AND(AR2=1,AD35=AO376),VLOOKUP(35,AN342:BC386,12,FALSE),IF(AND(AR2=1,AD35=AO377),VLOOKUP(36,AN342:BC386,12,FALSE),IF(AND(AR2=1,AD35=AO378),VLOOKUP(37,AN342:BC386,12,FALSE),IF(AND(AR2=1,AD35=AO379),VLOOKUP(38,AN342:BC386,12,FALSE),IF(AND(AR2=1,AD35=AO380),VLOOKUP(39,AN342:BC386,12,FALSE),IF(AND(AR2=1,AD35=AO381),VLOOKUP(40,AN342:BC386,12,FALSE),IF(AND(AR2=1,AD35=AO382),VLOOKUP(41,AN342:BC386,12,FALSE),IF(AND(AR2=1,AD35=AO383),VLOOKUP(42,AN342:BC386,12,FALSE),IF(AND(AR2=1,AD35=AO384),VLOOKUP(43,AN342:BC386,12,FALSE),IF(AND(AR2=1,AD35=AO385),VLOOKUP(44,AN342:BC386,12,FALSE),IF(AND(AR2=1,AD35=AO386),VLOOKUP(45,AN342:BC386,12,FALSE))))))))))))))))))))))))))))))))))))))))))))))","v":1.87},"cm","ry",{"$f":"IF(AND(AR2=2,AD35=AO443),VLOOKUP(1,AN443:AW474,10,FALSE),IF(AND(AR2=2,AD35=AO444),VLOOKUP(2,AN443:AW474,10,FALSE),IF(AND(AR2=2,AD35=AO445),VLOOKUP(3,AN443:AW474,10,FALSE),IF(AND(AR2=2,AD35=AO446),VLOOKUP(4,AN443:AW474,10,FALSE),IF(AND(AR2=2,AD35=AO447),VLOOKUP(5,AN443:AW474,10,FALSE),IF(AND(AR2=2,AD35=AO448),VLOOKUP(6,AN443:AW474,10,FALSE),IF(AND(AR2=2,AD35=AO449),VLOOKUP(7,AN443:AW474,10,FALSE),IF(AND(AR2=2,AD35=AO450),VLOOKUP(8,AN443:AW474,10,FALSE),IF(AND(AR2=2,AD35=AO451),VLOOKUP(9,AN443:AW474,10,FALSE),IF(AND(AR2=2,AD35=AO452),VLOOKUP(10,AN443:AW474,10,FALSE),IF(AND(AR2=2,AD35=AO453),VLOOKUP(11,AN443:AW474,10,FALSE),IF(AND(AR2=2,AD35=AO454),VLOOKUP(12,AN443:AW474,10,FALSE),IF(AND(AR2=2,AD35=AO455),VLOOKUP(13,AN443:AW474,10,FALSE),IF(AND(AR2=2,AD35=AO456),VLOOKUP(14,AN443:AW474,10,FALSE),IF(AND(AR2=2,AD35=AO457),VLOOKUP(15,AN443:AW474,10,FALSE),IF(AND(AR2=2,AD35=AO458),VLOOKUP(16,AN443:AW474,10,FALSE),IF(AND(AR2=2,AD35=AO459),VLOOKUP(17,AN443:AW474,10,FALSE),IF(AND(AR2=2,AD35=AO460),VLOOKUP(18,AN443:AW474,10,FALSE),IF(AND(AR2=2,AD35=AO461),VLOOKUP(19,AN443:AW474,10,FALSE),IF(AND(AR2=2,AD35=AO462),VLOOKUP(20,AN443:AW474,10,FALSE),IF(AND(AR2=2,AD35=AO463),VLOOKUP(21,AN443:AW474,10,FALSE),IF(AND(AR2=2,AD35=AO464),VLOOKUP(22,AN443:AW474,10,FALSE),IF(AND(AR2=2,AD35=AO465),VLOOKUP(23,AN443:AW474,10,FALSE),IF(AND(AR2=2,AD35=AO466),VLOOKUP(24,AN443:AW474,10,FALSE),IF(AND(AR2=2,AD35=AO467),VLOOKUP(25,AN443:AW474,10,FALSE),IF(AND(AR2=2,AD35=AO468),VLOOKUP(26,AN443:AW474,10,FALSE),IF(AND(AR2=2,AD35=AO469),VLOOKUP(27,AN443:AW474,10,FALSE),IF(AND(AR2=2,AD35=AO470),VLOOKUP(28,AN443:AW474,10,FALSE),IF(AND(AR2=2,AD35=AO471),VLOOKUP(29,AN443:AW474,10,FALSE),IF(AND(AR2=2,AD35=AO472),VLOOKUP(30,AN443:AW474,10,FALSE),IF(AND(AR2=2,AD35=AO473),VLOOKUP(31,AN443:AW474,10,FALSE),IF(AND(AR2=2,AD35=AO474),VLOOKUP(32,AN443:AW474,10,FALSE)))))))))))))))))))))))))))))))))","v":false},"cm","ry",{"$f":"IF(AND(AR2=3,AD35=AO402),VLOOKUP(1,AN402:AZ427,13,FALSE),IF(AND(AR2=3,AD35=AO403),VLOOKUP(2,AN402:AZ427,13,FALSE),IF(AND(AR2=3,AD35=AO404),VLOOKUP(3,AN402:AZ427,13,FALSE),IF(AND(AR2=3,AD35=AO405),VLOOKUP(4,AN402:AZ427,13,FALSE),IF(AND(AR2=3,AD35=AO406),VLOOKUP(5,AN402:AZ427,13,FALSE),IF(AND(AR2=3,AD35=AO407),VLOOKUP(6,AN402:AZ427,13,FALSE),IF(AND(AR2=3,AD35=AO408),VLOOKUP(7,AN402:AZ427,13,FALSE),IF(AND(AR2=3,AD35=AO409),VLOOKUP(8,AN402:AZ427,13,FALSE),IF(AND(AR2=3,AD35=AO410),VLOOKUP(9,AN402:AZ427,13,FALSE),IF(AND(AR2=3,AD35=AO411),VLOOKUP(10,AN402:AZ427,13,FALSE),IF(AND(AR2=3,AD35=AO412),VLOOKUP(11,AN402:AZ427,13,FALSE),IF(AND(AR2=3,AD35=AO413),VLOOKUP(12,AN402:AZ427,13,FALSE),IF(AND(AR2=3,AD35=AO414),VLOOKUP(13,AN402:AZ427,13,FALSE),IF(AND(AR2=3,AD35=AO415),VLOOKUP(14,AN402:AZ427,13,FALSE),IF(AND(AR2=3,AD35=AO416),VLOOKUP(15,AN402:AZ427,13,FALSE),IF(AND(AR2=3,AD35=AO417),VLOOKUP(16,AN402:AZ427,13,FALSE),IF(AND(AR2=3,AD35=AO418),VLOOKUP(17,AN402:AZ427,13,FALSE),IF(AND(AR2=3,AD35=AO419),VLOOKUP(18,AN402:AZ427,13,FALSE),IF(AND(AR2=3,AD35=AO420),VLOOKUP(19,AN402:AZ427,13,FALSE),IF(AND(AR2=3,AD35=AO421),VLOOKUP(20,AN402:AZ427,13,FALSE),IF(AND(AR2=3,AD35=AO422),VLOOKUP(21,AN402:AZ427,13,FALSE),IF(AND(AR2=3,AD35=AO423),VLOOKUP(22,AN402:AZ427,13,FALSE),IF(AND(AR2=3,AD35=AO424),VLOOKUP(23,AN402:AZ427,13,FALSE),IF(AND(AR2=3,AD35=AO425),VLOOKUP(24,AN402:AZ427,13,FALSE),IF(AND(AR2=3,AD35=AO426),VLOOKUP(25,AN402:AZ427,13,FALSE),IF(AND(AR2=3,AD35=AO427),VLOOKUP(26,AN402:AZ427,13,FALSE)))))))))))))))))))))))))))","v":false},"cm","ry",{"$f":"BB31","v":false},"cm","ry",{"$f":"IF(AND(AR2=5,AD35=AO126),VLOOKUP(1,AN126:BD141,15,FALSE),IF(AND(AR2=5,AD35=AO127),VLOOKUP(2,AN126:BD141,15,FALSE),IF(AND(AR2=5,AD35=AO128),VLOOKUP(3,AN126:BD141,15,FALSE),IF(AND(AR2=5,AD35=AO129),VLOOKUP(4,AN126:BD141,15,FALSE),IF(AND(AR2=5,AD35=AO130),VLOOKUP(5,AN126:BD141,15,FALSE),IF(AND(AR2=5,AD35=AO131),VLOOKUP(6,AN126:BD141,15,FALSE),IF(AND(AR2=5,AD35=AO132),VLOOKUP(7,AN126:BD141,15,FALSE),IF(AND(AR2=5,AD35=AO133),VLOOKUP(8,AN126:BD141,15,FALSE),IF(AND(AR2=5,AD35=AO134),VLOOKUP(9,AN126:BD141,15,FALSE),IF(AND(AR2=5,AD35=AO135),VLOOKUP(10,AN126:BD141,15,FALSE),IF(AND(AR2=5,AD35=AO136),VLOOKUP(11,AN126:BD141,15,FALSE),IF(AND(AR2=5,AD35=AO137),VLOOKUP(12,AN126:BD141,15,FALSE),IF(AND(AR2=5,AD35=AO138),VLOOKUP(13,AN126:BD141,15,FALSE),IF(AND(AR2=5,AD35=AO139),VLOOKUP(14,AN126:BD141,15,FALSE),IF(AND(AR2=5,AD35=AO140),VLOOKUP(15,AN126:BD141,15,FALSE),IF(AND(AR2=5,AD35=AO141),VLOOKUP(16,AN126:BD141,15,FALSE)))))))))))))))))","v":false},"cm","ry",{"$f":"IF(AND(AR2=6,AD35=AO218),VLOOKUP(1,AN218:BQ290,24,FALSE),IF(AND(AR2=6,AD35=AO219),VLOOKUP(2,AN218:BQ290,24,FALSE),IF(AND(AR2=6,AD35=AO220),VLOOKUP(3,AN218:BQ290,24,FALSE),IF(AND(AR2=6,AD35=AO221),VLOOKUP(4,AN218:BQ290,24,FALSE),IF(AND(AR2=6,AD35=AO222),VLOOKUP(5,AN218:BQ290,24,FALSE),IF(AND(AR2=6,AD35=AO223),VLOOKUP(6,AN218:BQ290,24,FALSE),IF(AND(AR2=6,AD35=AO224),VLOOKUP(7,AN218:BQ290,24,FALSE),IF(AND(AR2=6,AD35=AO225),VLOOKUP(8,AN218:BQ290,24,FALSE),IF(AND(AR2=6,AD35=AO226),VLOOKUP(9,AN218:BQ290,24,FALSE),IF(AND(AR2=6,AD35=AO227),VLOOKUP(10,AN218:BQ290,24,FALSE),IF(AND(AR2=6,AD35=AO228),VLOOKUP(11,AN218:BQ290,24,FALSE),IF(AND(AR2=6,AD35=AO229),VLOOKUP(12,AN218:BQ290,24,FALSE),IF(AND(AR2=6,AD35=AO230),VLOOKUP(13,AN218:BQ290,24,FALSE),IF(AND(AR2=6,AD35=AO231),VLOOKUP(14,AN218:BQ290,24,FALSE),IF(AND(AR2=6,AD35=AO232),VLOOKUP(15,AN218:BQ290,24,FALSE),IF(AND(AR2=6,AD35=AO233),VLOOKUP(16,AN218:BQ290,24,FALSE),IF(AND(AR2=6,AD35=AO234),VLOOKUP(17,AN218:BQ290,24,FALSE),IF(AND(AR2=6,AD35=AO235),VLOOKUP(18,AN218:BQ290,24,FALSE),IF(AND(AR2=6,AD35=AO236),VLOOKUP(19,AN218:BQ290,24,FALSE),IF(AND(AR2=6,AD35=AO237),VLOOKUP(20,AN218:BQ290,24,FALSE),IF(AND(AR2=6,AD35=AO238),VLOOKUP(21,AN218:BQ290,24,FALSE),IF(AND(AR2=6,AD35=AO239),VLOOKUP(22,AN218:BQ290,24,FALSE),IF(AND(AR2=6,AD35=AO240),VLOOKUP(23,AN218:BQ290,24,FALSE),IF(AND(AR2=6,AD35=AO241),VLOOKUP(24,AN218:BQ290,24,FALSE),IF(AND(AR2=6,AD35=AO242),VLOOKUP(25,AN218:BQ290,24,FALSE),IF(AND(AR2=6,AD35=AO243),VLOOKUP(26,AN218:BQ290,24,FALSE),IF(AND(AR2=6,AD35=AO244),VLOOKUP(27,AN218:BQ290,24,FALSE),IF(AND(AR2=6,AD35=AO245),VLOOKUP(28,AN218:BQ290,24,FALSE),IF(AND(AR2=6,AD35=AO246),VLOOKUP(29,AN218:BQ290,24,FALSE),IF(AND(AR2=6,AD35=AO247),VLOOKUP(30,AN218:BQ290,24,FALSE),IF(AND(AR2=6,AD35=AO248),VLOOKUP(31,AN218:BQ290,24,FALSE),IF(AND(AR2=6,AD35=AO249),VLOOKUP(32,AN218:BQ290,24,FALSE),IF(AND(AR2=6,AD35=AO250),VLOOKUP(33,AN218:BQ290,24,FALSE),IF(AND(AR2=6,AD35=AO251),VLOOKUP(34,AN218:BQ290,24,FALSE),IF(AND(AR2=6,AD35=AO252),VLOOKUP(35,AN218:BQ290,24,FALSE),IF(AND(AR2=6,AD35=AO253),VLOOKUP(36,AN218:BQ290,24,FALSE),IF(AND(AR2=6,AD35=AO254),VLOOKUP(37,AN218:BQ290,24,FALSE),IF(AND(AR2=6,AD35=AO255),VLOOKUP(38,AN218:BQ290,24,FALSE),IF(AND(AR2=6,AD35=AO256),VLOOKUP(39,AN218:BQ290,24,FALSE),IF(AND(AR2=6,AD35=AO257),VLOOKUP(40,AN218:BQ290,24,FALSE),IF(AND(AR2=6,AD35=AO258),VLOOKUP(41,AN218:BQ290,24,FALSE),IF(AND(AR2=6,AD35=AO259),VLOOKUP(42,AN218:BQ290,24,FALSE),IF(AND(AR2=6,AD35=AO260),VLOOKUP(43,AN218:BQ290,24,FALSE),IF(AND(AR2=6,AD35=AO261),VLOOKUP(44,AN218:BQ290,24,FALSE),IF(AND(AR2=6,AD35=AO262),VLOOKUP(45,AN218:BQ290,24,FALSE),IF(AND(AR2=6,AD35=AO263),VLOOKUP(46,AN218:BQ290,24,FALSE),IF(AND(AR2=6,AD35=AO264),VLOOKUP(47,AN218:BQ290,24,FALSE),IF(AND(AR2=6,AD35=AO265),VLOOKUP(48,AN218:BQ290,24,FALSE),IF(AND(AR2=6,AD35=AO266),VLOOKUP(49,AN218:BQ290,24,FALSE),IF(AND(AR2=6,AD35=AO267),VLOOKUP(50,AN218:BQ290,24,FALSE),IF(AND(AR2=6,AD35=AO268),VLOOKUP(51,AN218:BQ290,24,FALSE),IF(AND(AR2=6,AD35=AO269),VLOOKUP(52,AN218:BQ290,24,FALSE),IF(AND(AR2=6,AD35=AO270),VLOOKUP(53,AN218:BQ290,24,FALSE),IF(AND(AR2=6,AD35=AO271),VLOOKUP(54,AN218:BQ290,24,FALSE),IF(AND(AR2=6,AD35=AO272),VLOOKUP(55,AN218:BQ290,24,FALSE),IF(AND(AR2=6,AD35=AO273),VLOOKUP(56,AN218:BQ290,24,FALSE),IF(AND(AR2=6,AD35=AO274),VLOOKUP(57,AN218:BQ290,24,FALSE),IF(AND(AR2=6,AD35=AO275),VLOOKUP(58,AN218:BQ290,24,FALSE),IF(AND(AR2=6,AD35=AO276),VLOOKUP(59,AN218:BQ290,24,FALSE),IF(AND(AR2=6,AD35=AO277),VLOOKUP(60,AN218:BQ290,24,FALSE),IF(AND(AR2=6,AD35=AO278),VLOOKUP(61,AN218:BQ290,24,FALSE),IF(AND(AR2=6,AD35=AO279),VLOOKUP(62,AN218:BQ290,24,FALSE),IF(AND(AR2=6,AD35=AO280),VLOOKUP(63,AN218:BQ290,24,FALSE),IF(AND(AR2=6,AD35=AO281),VLOOKUP(64,AN218:BQ290,24,FALSE)))))))))))))))))))))))))))))))))))))))))))))))))))))))))))))))))","v":false},"cm","ry",{"$f":"IF(AND(AR2=7,AD35=AO308),VLOOKUP(1,AN308:BB327,13,FALSE),IF(AND(AR2=7,AD35=AO309),VLOOKUP(2,AN308:BB327,13,FALSE),IF(AND(AR2=7,AD35=AO310),VLOOKUP(3,AN308:BB327,13,FALSE),IF(AND(AR2=7,AD35=AO311),VLOOKUP(4,AN308:BB327,13,FALSE),IF(AND(AR2=7,AD35=AO312),VLOOKUP(5,AN308:BB327,13,FALSE),IF(AND(AR2=7,AD35=AO313),VLOOKUP(6,AN308:BB327,13,FALSE),IF(AND(AR2=7,AD35=AO314),VLOOKUP(7,AN308:BB327,13,FALSE),IF(AND(AR2=7,AD35=AO315),VLOOKUP(8,AN308:BB327,13,FALSE),IF(AND(AR2=7,AD35=AO316),VLOOKUP(9,AN308:BB327,13,FALSE),IF(AND(AR2=7,AD35=AO317),VLOOKUP(10,AN308:BB327,13,FALSE),IF(AND(AR2=7,AD35=AO318),VLOOKUP(11,AN308:BB327,13,FALSE),IF(AND(AR2=7,AD35=AO319),VLOOKUP(12,AN308:BB327,13,FALSE),IF(AND(AR2=7,AD35=AO320),VLOOKUP(13,AN308:BB327,13,FALSE),IF(AND(AR2=7,AD35=AO321),VLOOKUP(14,AN308:BB327,13,FALSE),IF(AND(AR2=7,AD35=AO322),VLOOKUP(15,AN308:BB327,13,FALSE),IF(AND(AR2=7,AD35=AO323),VLOOKUP(16,AN308:BB327,13,FALSE),IF(AND(AR2=7,AD35=AO324),VLOOKUP(17,AN308:BB327,13,FALSE),IF(AND(AR2=7,AD35=AO325),VLOOKUP(18,AN308:BB327,13,FALSE),IF(AND(AR2=7,AD35=AO326),VLOOKUP(19,AN308:BB327,13,FALSE),IF(AND(AR2=7,AD35=AO327),VLOOKUP(20,AN308:BB327,13,FALSE)))))))))))))))))))))","v":false},"cm","ry",{"$f":"IF(AND(AR2=8,AD35=AO1062),VLOOKUP(1,AN1062:BG1074,16,FALSE),IF(AND(AR2=8,AD35=AO1063),VLOOKUP(2,AN1062:BG1074,16,FALSE),IF(AND(AR2=8,AD35=AO1064),VLOOKUP(3,AN1062:BG1074,16,FALSE),IF(AND(AR2=8,AD35=AO1065),VLOOKUP(4,AN1062:BG1074,16,FALSE),IF(AND(AR2=8,AD35=AO1066),VLOOKUP(5,AN1062:BG1074,16,FALSE),IF(AND(AR2=8,AD35=AO1067),VLOOKUP(6,AN1062:BG1074,16,FALSE),IF(AND(AR2=8,AD35=AO1068),VLOOKUP(7,AN1062:BG1074,16,FALSE),IF(AND(AR2=8,AD35=AO1069),VLOOKUP(8,AN1062:BG1074,16,FALSE),IF(AND(AR2=8,AD35=AO1070),VLOOKUP(9,AN1062:BG1074,16,FALSE),IF(AND(AR2=8,AD35=AO1071),VLOOKUP(10,AN1062:BG1074,16,FALSE),IF(AND(AR2=8,AD35=AO1072),VLOOKUP(11,AN1062:BG1074,16,FALSE),IF(AND(AR2=8,AD35=AO1073),VLOOKUP(12,AN1062:BG1074,16,FALSE),IF(AND(AR2=8,AD35=AO1074),VLOOKUP(13,AN1062:BG1074,16,FALSE))))))))))))))","v":false},"cm"]
[null,null,null,null,null,null,null,null,null,null,null,null,null,null,null,null,null,null,null,null,null,null,null,null,null,null,null,null,null,null,null,null,null,null,null,null,null,null,null,null,null,null,null,"Section Area",{"$f":"IF(AND(AR2=1,AD35=AO342),VLOOKUP(1,AN342:BC386,5,FALSE),IF(AND(AR2=1,AD35=AO343),VLOOKUP(2,AN342:BC386,5,FALSE),IF(AND(AR2=1,AD35=AO344),VLOOKUP(3,AN342:BC386,5,FALSE),IF(AND(AR2=1,AD35=AO345),VLOOKUP(4,AN342:BC386,5,FALSE),IF(AND(AR2=1,AD35=AO346),VLOOKUP(5,AN342:BC386,5,FALSE),IF(AND(AR2=1,AD35=AO347),VLOOKUP(6,AN342:BC386,5,FALSE),IF(AND(AR2=1,AD35=AO348),VLOOKUP(7,AN342:BC386,5,FALSE),IF(AND(AR2=1,AD35=AO349),VLOOKUP(8,AN342:BC386,5,FALSE),IF(AND(AR2=1,AD35=AO350),VLOOKUP(9,AN342:BC386,5,FALSE),IF(AND(AR2=1,AD35=AO351),VLOOKUP(10,AN342:BC386,5,FALSE),IF(AND(AR2=1,AD35=AO352),VLOOKUP(11,AN342:BC386,5,FALSE),IF(AND(AR2=1,AD35=AO353),VLOOKUP(12,AN342:BC386,5,FALSE),IF(AND(AR2=1,AD35=AO354),VLOOKUP(13,AN342:BC386,5,FALSE),IF(AND(AR2=1,AD35=AO355),VLOOKUP(14,AN342:BC386,5,FALSE),IF(AND(AR2=1,AD35=AO356),VLOOKUP(15,AN342:BC386,5,FALSE),IF(AND(AR2=1,AD35=AO357),VLOOKUP(16,AN342:BC386,5,FALSE),IF(AND(AR2=1,AD35=AO358),VLOOKUP(17,AN342:BC386,5,FALSE),IF(AND(AR2=1,AD35=AO359),VLOOKUP(18,AN342:BC386,5,FALSE),IF(AND(AR2=1,AD35=AO360),VLOOKUP(19,AN342:BC386,5,FALSE),IF(AND(AR2=1,AD35=AO361),VLOOKUP(20,AN342:BC386,5,FALSE),IF(AND(AR2=1,AD35=AO362),VLOOKUP(21,AN342:BC386,5,FALSE),IF(AND(AR2=1,AD35=AO363),VLOOKUP(22,AN342:BC386,5,FALSE),IF(AND(AR2=1,AD35=AO364),VLOOKUP(23,AN342:BC386,5,FALSE),IF(AND(AR2=1,AD35=AO365),VLOOKUP(24,AN342:BC386,5,FALSE),IF(AND(AR2=1,AD35=AO366),VLOOKUP(25,AN342:BC386,5,FALSE),IF(AND(AR2=1,AD35=AO367),VLOOKUP(26,AN342:BC386,5,FALSE),IF(AND(AR2=1,AD35=AO368),VLOOKUP(27,AN342:BC386,5,FALSE),IF(AND(AR2=1,AD35=AO369),VLOOKUP(28,AN342:BC386,5,FALSE),IF(AND(AR2=1,AD35=AO370),VLOOKUP(29,AN342:BC386,5,FALSE),IF(AND(AR2=1,AD35=AO371),VLOOKUP(30,AN342:BC386,5,FALSE),IF(AND(AR2=1,AD35=AO372),VLOOKUP(31,AN342:BC386,5,FALSE),IF(AND(AR2=1,AD35=AO373),VLOOKUP(32,AN342:BC386,5,FALSE),IF(AND(AR2=1,AD35=AO374),VLOOKUP(33,AN342:BC386,5,FALSE),IF(AND(AR2=1,AD35=AO375),VLOOKUP(34,AN342:BC386,5,FALSE),IF(AND(AR2=1,AD35=AO376),VLOOKUP(35,AN342:BC386,5,FALSE),IF(AND(AR2=1,AD35=AO377),VLOOKUP(36,AN342:BC386,5,FALSE),IF(AND(AR2=1,AD35=AO378),VLOOKUP(37,AN342:BC386,5,FALSE),IF(AND(AR2=1,AD35=AO379),VLOOKUP(38,AN342:BC386,5,FALSE),IF(AND(AR2=1,AD35=AO380),VLOOKUP(39,AN342:BC386,5,FALSE),IF(AND(AR2=1,AD35=AO381),VLOOKUP(40,AN342:BC386,5,FALSE),IF(AND(AR2=1,AD35=AO382),VLOOKUP(41,AN342:BC386,5,FALSE),IF(AND(AR2=1,AD35=AO383),VLOOKUP(42,AN342:BC386,5,FALSE),IF(AND(AR2=1,AD35=AO384),VLOOKUP(43,AN342:BC386,5,FALSE),IF(AND(AR2=1,AD35=AO385),VLOOKUP(44,AN342:BC386,5,FALSE),IF(AND(AR2=1,AD35=AO386),VLOOKUP(45,AN342:BC386,5,FALSE))))))))))))))))))))))))))))))))))))))))))))))","v":7.0069999999999997},"cm2","Section Area",{"$f":"IF(AND(AR2=2,AD35=AO443),VLOOKUP(1,AN443:AW474,7,FALSE),IF(AND(AR2=2,AD35=AO444),VLOOKUP(2,AN443:AW474,7,FALSE),IF(AND(AR2=2,AD35=AO445),VLOOKUP(3,AN443:AW474,7,FALSE),IF(AND(AR2=2,AD35=AO446),VLOOKUP(4,AN443:AW474,7,FALSE),IF(AND(AR2=2,AD35=AO447),VLOOKUP(5,AN443:AW474,7,FALSE),IF(AND(AR2=2,AD35=AO448),VLOOKUP(6,AN443:AW474,7,FALSE),IF(AND(AR2=2,AD35=AO449),VLOOKUP(7,AN443:AW474,7,FALSE),IF(AND(AR2=2,AD35=AO450),VLOOKUP(8,AN443:AW474,7,FALSE),IF(AND(AR2=2,AD35=AO451),VLOOKUP(9,AN443:AW474,7,FALSE),IF(AND(AR2=2,AD35=AO452),VLOOKUP(10,AN443:AW474,7,FALSE),IF(AND(AR2=2,AD35=AO453),VLOOKUP(11,AN443:AW474,7,FALSE),IF(AND(AR2=2,AD35=AO454),VLOOKUP(12,AN443:AW474,7,FALSE),IF(AND(AR2=2,AD35=AO455),VLOOKUP(13,AN443:AW474,7,FALSE),IF(AND(AR2=2,AD35=AO456),VLOOKUP(14,AN443:AW474,7,FALSE),IF(AND(AR2=2,AD35=AO457),VLOOKUP(15,AN443:AW474,7,FALSE),IF(AND(AR2=2,AD35=AO458),VLOOKUP(16,AN443:AW474,7,FALSE),IF(AND(AR2=2,AD35=AO459),VLOOKUP(17,AN443:AW474,7,FALSE),IF(AND(AR2=2,AD35=AO460),VLOOKUP(18,AN443:AW474,7,FALSE),IF(AND(AR2=2,AD35=AO461),VLOOKUP(19,AN443:AW474,7,FALSE),IF(AND(AR2=2,AD35=AO462),VLOOKUP(20,AN443:AW474,7,FALSE),IF(AND(AR2=2,AD35=AO463),VLOOKUP(21,AN443:AW474,7,FALSE),IF(AND(AR2=2,AD35=AO464),VLOOKUP(22,AN443:AW474,7,FALSE),IF(AND(AR2=2,AD35=AO465),VLOOKUP(23,AN443:AW474,7,FALSE),IF(AND(AR2=2,AD35=AO466),VLOOKUP(24,AN443:AW474,7,FALSE),IF(AND(AR2=2,AD35=AO467),VLOOKUP(25,AN443:AW474,7,FALSE),IF(AND(AR2=2,AD35=AO468),VLOOKUP(26,AN443:AW474,7,FALSE),IF(AND(AR2=2,AD35=AO469),VLOOKUP(27,AN443:AW474,7,FALSE),IF(AND(AR2=2,AD35=AO470),VLOOKUP(28,AN443:AW474,7,FALSE),IF(AND(AR2=2,AD35=AO471),VLOOKUP(29,AN443:AW474,7,FALSE),IF(AND(AR2=2,AD35=AO472),VLOOKUP(30,AN443:AW474,7,FALSE),IF(AND(AR2=2,AD35=AO473),VLOOKUP(31,AN443:AW474,7,FALSE),IF(AND(AR2=2,AD35=AO474),VLOOKUP(32,AN443:AW474,7,FALSE)))))))))))))))))))))))))))))))))","v":false},"cm2","Section Area",{"$f":"IF(AND(AR2=3,AD35=AO402),VLOOKUP(1,AN402:AZ427,7,FALSE),IF(AND(AR2=3,AD35=AO403),VLOOKUP(2,AN402:AZ427,7,FALSE),IF(AND(AR2=3,AD35=AO404),VLOOKUP(3,AN402:AZ427,7,FALSE),IF(AND(AR2=3,AD35=AO405),VLOOKUP(4,AN402:AZ427,7,FALSE),IF(AND(AR2=3,AD35=AO406),VLOOKUP(5,AN402:AZ427,7,FALSE),IF(AND(AR2=3,AD35=AO407),VLOOKUP(6,AN402:AZ427,7,FALSE),IF(AND(AR2=3,AD35=AO408),VLOOKUP(7,AN402:AZ427,7,FALSE),IF(AND(AR2=3,AD35=AO409),VLOOKUP(8,AN402:AZ427,7,FALSE),IF(AND(AR2=3,AD35=AO410),VLOOKUP(9,AN402:AZ427,7,FALSE),IF(AND(AR2=3,AD35=AO411),VLOOKUP(10,AN402:AZ427,7,FALSE),IF(AND(AR2=3,AD35=AO412),VLOOKUP(11,AN402:AZ427,7,FALSE),IF(AND(AR2=3,AD35=AO413),VLOOKUP(12,AN402:AZ427,7,FALSE),IF(AND(AR2=3,AD35=AO414),VLOOKUP(13,AN402:AZ427,7,FALSE),IF(AND(AR2=3,AD35=AO415),VLOOKUP(14,AN402:AZ427,7,FALSE),IF(AND(AR2=3,AD35=AO416),VLOOKUP(15,AN402:AZ427,7,FALSE),IF(AND(AR2=3,AD35=AO417),VLOOKUP(16,AN402:AZ427,7,FALSE),IF(AND(AR2=3,AD35=AO418),VLOOKUP(17,AN402:AZ427,7,FALSE),IF(AND(AR2=3,AD35=AO419),VLOOKUP(18,AN402:AZ427,7,FALSE),IF(AND(AR2=3,AD35=AO420),VLOOKUP(19,AN402:AZ427,7,FALSE),IF(AND(AR2=3,AD35=AO421),VLOOKUP(20,AN402:AZ427,7,FALSE),IF(AND(AR2=3,AD35=AO422),VLOOKUP(21,AN402:AZ427,7,FALSE),IF(AND(AR2=3,AD35=AO423),VLOOKUP(22,AN402:AZ427,7,FALSE),IF(AND(AR2=3,AD35=AO424),VLOOKUP(23,AN402:AZ427,7,FALSE),IF(AND(AR2=3,AD35=AO425),VLOOKUP(24,AN402:AZ427,7,FALSE),IF(AND(AR2=3,AD35=AO426),VLOOKUP(25,AN402:AZ427,7,FALSE),IF(AND(AR2=3,AD35=AO427),VLOOKUP(26,AN402:AZ427,7,FALSE)))))))))))))))))))))))))))","v":false},"cm2","Section Area",{"$f":"IF(AND(AR2=4,AD35=AO157),VLOOKUP(1,AN157:BG202,7,FALSE),IF(AND(AR2=4,AD35=AO158),VLOOKUP(2,AN157:BG202,7,FALSE),IF(AND(AR2=4,AD35=AO159),VLOOKUP(3,AN157:BG202,7,FALSE),IF(AND(AR2=4,AD35=AO160),VLOOKUP(4,AN157:BG202,7,FALSE),IF(AND(AR2=4,AD35=AO161),VLOOKUP(5,AN157:BG202,7,FALSE),IF(AND(AR2=4,AD35=AO162),VLOOKUP(6,AN157:BG202,7,FALSE),IF(AND(AR2=4,AD35=AO163),VLOOKUP(7,AN157:BG202,7,FALSE),IF(AND(AR2=4,AD35=AO164),VLOOKUP(8,AN157:BG202,7,FALSE),IF(AND(AR2=4,AD35=AO165),VLOOKUP(9,AN157:BG202,7,FALSE),IF(AND(AR2=4,AD35=AO166),VLOOKUP(10,AN157:BG202,7,FALSE),IF(AND(AR2=4,AD35=AO167),VLOOKUP(11,AN157:BG202,7,FALSE),IF(AND(AR2=4,AD35=AO168),VLOOKUP(12,AN157:BG202,7,FALSE),IF(AND(AR2=4,AD35=AO169),VLOOKUP(13,AN157:BG202,7,FALSE),IF(AND(AR2=4,AD35=AO170),VLOOKUP(14,AN157:BG202,7,FALSE),IF(AND(AR2=4,AD35=AO171),VLOOKUP(15,AN157:BG202,7,FALSE),IF(AND(AR2=4,AD35=AO172),VLOOKUP(16,AN157:BG202,7,FALSE),IF(AND(AR2=4,AD35=AO173),VLOOKUP(17,AN157:BG202,7,FALSE),IF(AND(AR2=4,AD35=AO174),VLOOKUP(18,AN157:BG202,7,FALSE),IF(AND(AR2=4,AD35=AO175),VLOOKUP(19,AN157:BG202,7,FALSE),IF(AND(AR2=4,AD35=AO176),VLOOKUP(20,AN157:BG202,7,FALSE),IF(AND(AR2=4,AD35=AO177),VLOOKUP(21,AN157:BG202,7,FALSE),IF(AND(AR2=4,AD35=AO178),VLOOKUP(22,AN157:BG202,7,FALSE),IF(AND(AR2=4,AD35=AO179),VLOOKUP(23,AN157:BG202,7,FALSE),IF(AND(AR2=4,AD35=AO180),VLOOKUP(24,AN157:BG202,7,FALSE),IF(AND(AR2=4,AD35=AO181),VLOOKUP(25,AN157:BG202,7,FALSE),IF(AND(AR2=4,AD35=AO182),VLOOKUP(26,AN157:BG202,7,FALSE),IF(AND(AR2=4,AD35=AO183),VLOOKUP(27,AN157:BG202,7,FALSE),IF(AND(AR2=4,AD35=AO184),VLOOKUP(28,AN157:BG202,7,FALSE),IF(AND(AR2=4,AD35=AO185),VLOOKUP(29,AN157:BG202,7,FALSE),IF(AND(AR2=4,AD35=AO186),VLOOKUP(30,AN157:BG202,7,FALSE),IF(AND(AR2=4,AD35=AO187),VLOOKUP(31,AN157:BG202,7,FALSE),IF(AND(AR2=4,AD35=AO188),VLOOKUP(32,AN157:BG202,7,FALSE),IF(AND(AR2=4,AD35=AO189),VLOOKUP(33,AN157:BG202,7,FALSE),IF(AND(AR2=4,AD35=AO190),VLOOKUP(34,AN157:BG202,7,FALSE),IF(AND(AR2=4,AD35=AO191),VLOOKUP(35,AN157:BG202,7,FALSE),IF(AND(AR2=4,AD35=AO192),VLOOKUP(36,AN157:BG202,7,FALSE),IF(AND(AR2=4,AD35=AO193),VLOOKUP(37,AN157:BG202,7,FALSE),IF(AND(AR2=4,AD35=AO194),VLOOKUP(38,AN157:BG202,7,FALSE),IF(AND(AR2=4,AD35=AO195),VLOOKUP(39,AN157:BG202,7,FALSE),IF(AND(AR2=4,AD35=AO196),VLOOKUP(40,AN157:BG202,7,FALSE),IF(AND(AR2=4,AD35=AO197),VLOOKUP(41,AN157:BG202,7,FALSE),IF(AND(AR2=4,AD35=AO198),VLOOKUP(42,AN157:BG202,7,FALSE),IF(AND(AR2=4,AD35=AO199),VLOOKUP(43,AN157:BG202,7,FALSE),IF(AND(AR2=4,AD35=AO200),VLOOKUP(44,AN157:BG202,7,FALSE),IF(AND(AR2=4,AD35=AO201),VLOOKUP(45,AN157:BG202,7,FALSE),IF(AND(AR2=4,AD35=AO202),VLOOKUP(46,AN157:BG202,7,FALSE)))))))))))))))))))))))))))))))))))))))))))))))","v":false},"cm2","Section Area",{"$f":"IF(AND(AR2=5,AD35=AO126),VLOOKUP(1,AN126:BD141,8,FALSE),IF(AND(AR2=5,AD35=AO127),VLOOKUP(2,AN126:BD141,8,FALSE),IF(AND(AR2=5,AD35=AO128),VLOOKUP(3,AN126:BD141,8,FALSE),IF(AND(AR2=5,AD35=AO129),VLOOKUP(4,AN126:BD141,8,FALSE),IF(AND(AR2=5,AD35=AO130),VLOOKUP(5,AN126:BD141,8,FALSE),IF(AND(AR2=5,AD35=AO131),VLOOKUP(6,AN126:BD141,8,FALSE),IF(AND(AR2=5,AD35=AO132),VLOOKUP(7,AN126:BD141,8,FALSE),IF(AND(AR2=5,AD35=AO133),VLOOKUP(8,AN126:BD141,8,FALSE),IF(AND(AR2=5,AD35=AO134),VLOOKUP(9,AN126:BD141,8,FALSE),IF(AND(AR2=5,AD35=AO135),VLOOKUP(10,AN126:BD141,8,FALSE),IF(AND(AR2=5,AD35=AO136),VLOOKUP(11,AN126:BD141,8,FALSE),IF(AND(AR2=5,AD35=AO137),VLOOKUP(12,AN126:BD141,8,FALSE),IF(AND(AR2=5,AD35=AO138),VLOOKUP(13,AN126:BD141,8,FALSE),IF(AND(AR2=5,AD35=AO139),VLOOKUP(14,AN126:BD141,8,FALSE),IF(AND(AR2=5,AD35=AO140),VLOOKUP(15,AN126:BD141,8,FALSE),IF(AND(AR2=5,AD35=AO141),VLOOKUP(16,AN126:BD141,8,FALSE)))))))))))))))))","v":false},"cm2","Section Area",{"$f":"IF(AND(AR2=6,AD35=AO218),VLOOKUP(1,AN218:BQ290,16,FALSE),IF(AND(AR2=6,AD35=AO219),VLOOKUP(2,AN218:BQ290,16,FALSE),IF(AND(AR2=6,AD35=AO220),VLOOKUP(3,AN218:BQ290,16,FALSE),IF(AND(AR2=6,AD35=AO221),VLOOKUP(4,AN218:BQ290,16,FALSE),IF(AND(AR2=6,AD35=AO222),VLOOKUP(5,AN218:BQ290,16,FALSE),IF(AND(AR2=6,AD35=AO223),VLOOKUP(6,AN218:BQ290,16,FALSE),IF(AND(AR2=6,AD35=AO224),VLOOKUP(7,AN218:BQ290,16,FALSE),IF(AND(AR2=6,AD35=AO225),VLOOKUP(8,AN218:BQ290,16,FALSE),IF(AND(AR2=6,AD35=AO226),VLOOKUP(9,AN218:BQ290,16,FALSE),IF(AND(AR2=6,AD35=AO227),VLOOKUP(10,AN218:BQ290,16,FALSE),IF(AND(AR2=6,AD35=AO228),VLOOKUP(11,AN218:BQ290,16,FALSE),IF(AND(AR2=6,AD35=AO229),VLOOKUP(12,AN218:BQ290,16,FALSE),IF(AND(AR2=6,AD35=AO230),VLOOKUP(13,AN218:BQ290,16,FALSE),IF(AND(AR2=6,AD35=AO231),VLOOKUP(14,AN218:BQ290,16,FALSE),IF(AND(AR2=6,AD35=AO232),VLOOKUP(15,AN218:BQ290,16,FALSE),IF(AND(AR2=6,AD35=AO233),VLOOKUP(16,AN218:BQ290,16,FALSE),IF(AND(AR2=6,AD35=AO234),VLOOKUP(17,AN218:BQ290,16,FALSE),IF(AND(AR2=6,AD35=AO235),VLOOKUP(18,AN218:BQ290,16,FALSE),IF(AND(AR2=6,AD35=AO236),VLOOKUP(19,AN218:BQ290,16,FALSE),IF(AND(AR2=6,AD35=AO237),VLOOKUP(20,AN218:BQ290,16,FALSE),IF(AND(AR2=6,AD35=AO238),VLOOKUP(21,AN218:BQ290,16,FALSE),IF(AND(AR2=6,AD35=AO239),VLOOKUP(22,AN218:BQ290,16,FALSE),IF(AND(AR2=6,AD35=AO240),VLOOKUP(23,AN218:BQ290,16,FALSE),IF(AND(AR2=6,AD35=AO241),VLOOKUP(24,AN218:BQ290,16,FALSE),IF(AND(AR2=6,AD35=AO242),VLOOKUP(25,AN218:BQ290,16,FALSE),IF(AND(AR2=6,AD35=AO243),VLOOKUP(26,AN218:BQ290,16,FALSE),IF(AND(AR2=6,AD35=AO244),VLOOKUP(27,AN218:BQ290,16,FALSE),IF(AND(AR2=6,AD35=AO245),VLOOKUP(28,AN218:BQ290,16,FALSE),IF(AND(AR2=6,AD35=AO246),VLOOKUP(29,AN218:BQ290,16,FALSE),IF(AND(AR2=6,AD35=AO247),VLOOKUP(30,AN218:BQ290,16,FALSE),IF(AND(AR2=6,AD35=AO248),VLOOKUP(31,AN218:BQ290,16,FALSE),IF(AND(AR2=6,AD35=AO249),VLOOKUP(32,AN218:BQ290,16,FALSE),IF(AND(AR2=6,AD35=AO250),VLOOKUP(33,AN218:BQ290,16,FALSE),IF(AND(AR2=6,AD35=AO251),VLOOKUP(34,AN218:BQ290,16,FALSE),IF(AND(AR2=6,AD35=AO252),VLOOKUP(35,AN218:BQ290,16,FALSE),IF(AND(AR2=6,AD35=AO253),VLOOKUP(36,AN218:BQ290,16,FALSE),IF(AND(AR2=6,AD35=AO254),VLOOKUP(37,AN218:BQ290,16,FALSE),IF(AND(AR2=6,AD35=AO255),VLOOKUP(38,AN218:BQ290,16,FALSE),IF(AND(AR2=6,AD35=AO256),VLOOKUP(39,AN218:BQ290,16,FALSE),IF(AND(AR2=6,AD35=AO257),VLOOKUP(40,AN218:BQ290,16,FALSE),IF(AND(AR2=6,AD35=AO258),VLOOKUP(41,AN218:BQ290,16,FALSE),IF(AND(AR2=6,AD35=AO259),VLOOKUP(42,AN218:BQ290,16,FALSE),IF(AND(AR2=6,AD35=AO260),VLOOKUP(43,AN218:BQ290,16,FALSE),IF(AND(AR2=6,AD35=AO261),VLOOKUP(44,AN218:BQ290,16,FALSE),IF(AND(AR2=6,AD35=AO262),VLOOKUP(45,AN218:BQ290,16,FALSE),IF(AND(AR2=6,AD35=AO263),VLOOKUP(46,AN218:BQ290,16,FALSE),IF(AND(AR2=6,AD35=AO264),VLOOKUP(47,AN218:BQ290,16,FALSE),IF(AND(AR2=6,AD35=AO265),VLOOKUP(48,AN218:BQ290,16,FALSE),IF(AND(AR2=6,AD35=AO266),VLOOKUP(49,AN218:BQ290,16,FALSE),IF(AND(AR2=6,AD35=AO267),VLOOKUP(50,AN218:BQ290,16,FALSE),IF(AND(AR2=6,AD35=AO268),VLOOKUP(51,AN218:BQ290,16,FALSE),IF(AND(AR2=6,AD35=AO269),VLOOKUP(52,AN218:BQ290,16,FALSE),IF(AND(AR2=6,AD35=AO270),VLOOKUP(53,AN218:BQ290,16,FALSE),IF(AND(AR2=6,AD35=AO271),VLOOKUP(54,AN218:BQ290,16,FALSE),IF(AND(AR2=6,AD35=AO272),VLOOKUP(55,AN218:BQ290,16,FALSE),IF(AND(AR2=6,AD35=AO273),VLOOKUP(56,AN218:BQ290,16,FALSE),IF(AND(AR2=6,AD35=AO274),VLOOKUP(57,AN218:BQ290,16,FALSE),IF(AND(AR2=6,AD35=AO275),VLOOKUP(58,AN218:BQ290,16,FALSE),IF(AND(AR2=6,AD35=AO276),VLOOKUP(59,AN218:BQ290,16,FALSE),IF(AND(AR2=6,AD35=AO277),VLOOKUP(60,AN218:BQ290,16,FALSE),IF(AND(AR2=6,AD35=AO278),VLOOKUP(61,AN218:BQ290,16,FALSE),IF(AND(AR2=6,AD35=AO279),VLOOKUP(62,AN218:BQ290,16,FALSE),IF(AND(AR2=6,AD35=AO280),VLOOKUP(63,AN218:BQ290,16,FALSE),IF(AND(AR2=6,AD35=AO281),VLOOKUP(64,AN218:BQ290,16,FALSE)))))))))))))))))))))))))))))))))))))))))))))))))))))))))))))))))","v":false},"cm2","Section Area",{"$f":"IF(AND(AR2=7,AD35=AO308),VLOOKUP(1,AN308:BB327,8,FALSE),IF(AND(AR2=7,AD35=AO309),VLOOKUP(2,AN308:BB327,8,FALSE),IF(AND(AR2=7,AD35=AO310),VLOOKUP(3,AN308:BB327,8,FALSE),IF(AND(AR2=7,AD35=AO311),VLOOKUP(4,AN308:BB327,8,FALSE),IF(AND(AR2=7,AD35=AO312),VLOOKUP(5,AN308:BB327,8,FALSE),IF(AND(AR2=7,AD35=AO313),VLOOKUP(6,AN308:BB327,8,FALSE),IF(AND(AR2=7,AD35=AO314),VLOOKUP(7,AN308:BB327,8,FALSE),IF(AND(AR2=7,AD35=AO315),VLOOKUP(8,AN308:BB327,8,FALSE),IF(AND(AR2=7,AD35=AO316),VLOOKUP(9,AN308:BB327,8,FALSE),IF(AND(AR2=7,AD35=AO317),VLOOKUP(10,AN308:BB327,8,FALSE),IF(AND(AR2=7,AD35=AO318),VLOOKUP(11,AN308:BB327,8,FALSE),IF(AND(AR2=7,AD35=AO319),VLOOKUP(12,AN308:BB327,8,FALSE),IF(AND(AR2=7,AD35=AO320),VLOOKUP(13,AN308:BB327,8,FALSE),IF(AND(AR2=7,AD35=AO321),VLOOKUP(14,AN308:BB327,8,FALSE),IF(AND(AR2=7,AD35=AO322),VLOOKUP(15,AN308:BB327,8,FALSE),IF(AND(AR2=7,AD35=AO323),VLOOKUP(16,AN308:BB327,8,FALSE),IF(AND(AR2=7,AD35=AO324),VLOOKUP(17,AN308:BB327,8,FALSE),IF(AND(AR2=7,AD35=AO325),VLOOKUP(18,AN308:BB327,8,FALSE),IF(AND(AR2=7,AD35=AO326),VLOOKUP(19,AN308:BB327,8,FALSE),IF(AND(AR2=7,AD35=AO327),VLOOKUP(20,AN308:BB327,8,FALSE)))))))))))))))))))))","v":false},"cm2","Section Area",{"$f":"IF(AND(AR2=8,AD35=AO1062),VLOOKUP(1,AN1062:BG1074,7,FALSE),IF(AND(AR2=8,AD35=AO1063),VLOOKUP(2,AN1062:BG1074,7,FALSE),IF(AND(AR2=8,AD35=AO1064),VLOOKUP(3,AN1062:BG1074,7,FALSE),IF(AND(AR2=8,AD35=AO1065),VLOOKUP(4,AN1062:BG1074,7,FALSE),IF(AND(AR2=8,AD35=AO1066),VLOOKUP(5,AN1062:BG1074,7,FALSE),IF(AND(AR2=8,AD35=AO1067),VLOOKUP(6,AN1062:BG1074,7,FALSE),IF(AND(AR2=8,AD35=AO1068),VLOOKUP(7,AN1062:BG1074,7,FALSE),IF(AND(AR2=8,AD35=AO1069),VLOOKUP(8,AN1062:BG1074,7,FALSE),IF(AND(AR2=8,AD35=AO1070),VLOOKUP(9,AN1062:BG1074,7,FALSE),IF(AND(AR2=8,AD35=AO1071),VLOOKUP(10,AN1062:BG1074,7,FALSE),IF(AND(AR2=8,AD35=AO1072),VLOOKUP(11,AN1062:BG1074,7,FALSE),IF(AND(AR2=8,AD35=AO1073),VLOOKUP(12,AN1062:BG1074,7,FALSE),IF(AND(AR2=8,AD35=AO1074),VLOOKUP(13,AN1062:BG1074,7,FALSE))))))))))))))","v":false},"cm2"]
[null,"Calculate & Design",null,null,null,null,null,null,null,null,null,null,null,null,null,null,null,null,null,null,null,null,null,null,null,"Steel property",null,null,null,null,null,null,null,null,null,null,null,null,null,null,null,null,null,"Unit Weight",{"$f":"IF(AND(AR2=1,AD35=AO342),VLOOKUP(1,AN342:BC386,6,FALSE),IF(AND(AR2=1,AD35=AO343),VLOOKUP(2,AN342:BC386,6,FALSE),IF(AND(AR2=1,AD35=AO344),VLOOKUP(3,AN342:BC386,6,FALSE),IF(AND(AR2=1,AD35=AO345),VLOOKUP(4,AN342:BC386,6,FALSE),IF(AND(AR2=1,AD35=AO346),VLOOKUP(5,AN342:BC386,6,FALSE),IF(AND(AR2=1,AD35=AO347),VLOOKUP(6,AN342:BC386,6,FALSE),IF(AND(AR2=1,AD35=AO348),VLOOKUP(7,AN342:BC386,6,FALSE),IF(AND(AR2=1,AD35=AO349),VLOOKUP(8,AN342:BC386,6,FALSE),IF(AND(AR2=1,AD35=AO350),VLOOKUP(9,AN342:BC386,6,FALSE),IF(AND(AR2=1,AD35=AO351),VLOOKUP(10,AN342:BC386,6,FALSE),IF(AND(AR2=1,AD35=AO352),VLOOKUP(11,AN342:BC386,6,FALSE),IF(AND(AR2=1,AD35=AO353),VLOOKUP(12,AN342:BC386,6,FALSE),IF(AND(AR2=1,AD35=AO354),VLOOKUP(13,AN342:BC386,6,FALSE),IF(AND(AR2=1,AD35=AO355),VLOOKUP(14,AN342:BC386,6,FALSE),IF(AND(AR2=1,AD35=AO356),VLOOKUP(15,AN342:BC386,6,FALSE),IF(AND(AR2=1,AD35=AO357),VLOOKUP(16,AN342:BC386,6,FALSE),IF(AND(AR2=1,AD35=AO358),VLOOKUP(17,AN342:BC386,6,FALSE),IF(AND(AR2=1,AD35=AO359),VLOOKUP(18,AN342:BC386,6,FALSE),IF(AND(AR2=1,AD35=AO360),VLOOKUP(19,AN342:BC386,6,FALSE),IF(AND(AR2=1,AD35=AO361),VLOOKUP(20,AN342:BC386,6,FALSE),IF(AND(AR2=1,AD35=AO362),VLOOKUP(21,AN342:BC386,6,FALSE),IF(AND(AR2=1,AD35=AO363),VLOOKUP(22,AN342:BC386,6,FALSE),IF(AND(AR2=1,AD35=AO364),VLOOKUP(23,AN342:BC386,6,FALSE),IF(AND(AR2=1,AD35=AO365),VLOOKUP(24,AN342:BC386,6,FALSE),IF(AND(AR2=1,AD35=AO366),VLOOKUP(25,AN342:BC386,6,FALSE),IF(AND(AR2=1,AD35=AO367),VLOOKUP(26,AN342:BC386,6,FALSE),IF(AND(AR2=1,AD35=AO368),VLOOKUP(27,AN342:BC386,6,FALSE),IF(AND(AR2=1,AD35=AO369),VLOOKUP(28,AN342:BC386,6,FALSE),IF(AND(AR2=1,AD35=AO370),VLOOKUP(29,AN342:BC386,6,FALSE),IF(AND(AR2=1,AD35=AO371),VLOOKUP(30,AN342:BC386,6,FALSE),IF(AND(AR2=1,AD35=AO372),VLOOKUP(31,AN342:BC386,6,FALSE),IF(AND(AR2=1,AD35=AO373),VLOOKUP(32,AN342:BC386,6,FALSE),IF(AND(AR2=1,AD35=AO374),VLOOKUP(33,AN342:BC386,6,FALSE),IF(AND(AR2=1,AD35=AO375),VLOOKUP(34,AN342:BC386,6,FALSE),IF(AND(AR2=1,AD35=AO376),VLOOKUP(35,AN342:BC386,6,FALSE),IF(AND(AR2=1,AD35=AO377),VLOOKUP(36,AN342:BC386,6,FALSE),IF(AND(AR2=1,AD35=AO378),VLOOKUP(37,AN342:BC386,6,FALSE),IF(AND(AR2=1,AD35=AO379),VLOOKUP(38,AN342:BC386,6,FALSE),IF(AND(AR2=1,AD35=AO380),VLOOKUP(39,AN342:BC386,6,FALSE),IF(AND(AR2=1,AD35=AO381),VLOOKUP(40,AN342:BC386,6,FALSE),IF(AND(AR2=1,AD35=AO382),VLOOKUP(41,AN342:BC386,6,FALSE),IF(AND(AR2=1,AD35=AO383),VLOOKUP(42,AN342:BC386,6,FALSE),IF(AND(AR2=1,AD35=AO384),VLOOKUP(43,AN342:BC386,6,FALSE),IF(AND(AR2=1,AD35=AO385),VLOOKUP(44,AN342:BC386,6,FALSE),IF(AND(AR2=1,AD35=AO386),VLOOKUP(45,AN342:BC386,6,FALSE))))))))))))))))))))))))))))))))))))))))))))))","v":5.5},"kg./m.","Unit Weight",{"$f":"IF(AND(AR2=2,AD35=AO443),VLOOKUP(1,AN443:AW474,6,FALSE),IF(AND(AR2=2,AD35=AO444),VLOOKUP(2,AN443:AW474,6,FALSE),IF(AND(AR2=2,AD35=AO445),VLOOKUP(3,AN443:AW474,6,FALSE),IF(AND(AR2=2,AD35=AO446),VLOOKUP(4,AN443:AW474,6,FALSE),IF(AND(AR2=2,AD35=AO447),VLOOKUP(5,AN443:AW474,6,FALSE),IF(AND(AR2=2,AD35=AO448),VLOOKUP(6,AN443:AW474,6,FALSE),IF(AND(AR2=2,AD35=AO449),VLOOKUP(7,AN443:AW474,6,FALSE),IF(AND(AR2=2,AD35=AO450),VLOOKUP(8,AN443:AW474,6,FALSE),IF(AND(AR2=2,AD35=AO451),VLOOKUP(9,AN443:AW474,6,FALSE),IF(AND(AR2=2,AD35=AO452),VLOOKUP(10,AN443:AW474,6,FALSE),IF(AND(AR2=2,AD35=AO453),VLOOKUP(11,AN443:AW474,6,FALSE),IF(AND(AR2=2,AD35=AO454),VLOOKUP(12,AN443:AW474,6,FALSE),IF(AND(AR2=2,AD35=AO455),VLOOKUP(13,AN443:AW474,6,FALSE),IF(AND(AR2=2,AD35=AO456),VLOOKUP(14,AN443:AW474,6,FALSE),IF(AND(AR2=2,AD35=AO457),VLOOKUP(15,AN443:AW474,6,FALSE),IF(AND(AR2=2,AD35=AO458),VLOOKUP(16,AN443:AW474,6,FALSE),IF(AND(AR2=2,AD35=AO459),VLOOKUP(17,AN443:AW474,6,FALSE),IF(AND(AR2=2,AD35=AO460),VLOOKUP(18,AN443:AW474,6,FALSE),IF(AND(AR2=2,AD35=AO461),VLOOKUP(19,AN443:AW474,6,FALSE),IF(AND(AR2=2,AD35=AO462),VLOOKUP(20,AN443:AW474,6,FALSE),IF(AND(AR2=2,AD35=AO463),VLOOKUP(21,AN443:AW474,6,FALSE),IF(AND(AR2=2,AD35=AO464),VLOOKUP(22,AN443:AW474,6,FALSE),IF(AND(AR2=2,AD35=AO465),VLOOKUP(23,AN443:AW474,6,FALSE),IF(AND(AR2=2,AD35=AO466),VLOOKUP(24,AN443:AW474,6,FALSE),IF(AND(AR2=2,AD35=AO467),VLOOKUP(25,AN443:AW474,6,FALSE),IF(AND(AR2=2,AD35=AO468),VLOOKUP(26,AN443:AW474,6,FALSE),IF(AND(AR2=2,AD35=AO469),VLOOKUP(27,AN443:AW474,6,FALSE),IF(AND(AR2=2,AD35=AO470),VLOOKUP(28,AN443:AW474,6,FALSE),IF(AND(AR2=2,AD35=AO471),VLOOKUP(29,AN443:AW474,6,FALSE),IF(AND(AR2=2,AD35=AO472),VLOOKUP(30,AN443:AW474,6,FALSE),IF(AND(AR2=2,AD35=AO473),VLOOKUP(31,AN443:AW474,6,FALSE),IF(AND(AR2=2,AD35=AO474),VLOOKUP(32,AN443:AW474,6,FALSE)))))))))))))))))))))))))))))))))","v":false},"kg./m.","Unit Weight",{"$f":"IF(AND(AR2=3,AD35=AO402),VLOOKUP(1,AN402:AZ427,6,FALSE),IF(AND(AR2=3,AD35=AO403),VLOOKUP(2,AN402:AZ427,6,FALSE),IF(AND(AR2=3,AD35=AO404),VLOOKUP(3,AN402:AZ427,6,FALSE),IF(AND(AR2=3,AD35=AO405),VLOOKUP(4,AN402:AZ427,6,FALSE),IF(AND(AR2=3,AD35=AO406),VLOOKUP(5,AN402:AZ427,6,FALSE),IF(AND(AR2=3,AD35=AO407),VLOOKUP(6,AN402:AZ427,6,FALSE),IF(AND(AR2=3,AD35=AO408),VLOOKUP(7,AN402:AZ427,6,FALSE),IF(AND(AR2=3,AD35=AO409),VLOOKUP(8,AN402:AZ427,6,FALSE),IF(AND(AR2=3,AD35=AO410),VLOOKUP(9,AN402:AZ427,6,FALSE),IF(AND(AR2=3,AD35=AO411),VLOOKUP(10,AN402:AZ427,6,FALSE),IF(AND(AR2=3,AD35=AO412),VLOOKUP(11,AN402:AZ427,6,FALSE),IF(AND(AR2=3,AD35=AO413),VLOOKUP(12,AN402:AZ427,6,FALSE),IF(AND(AR2=3,AD35=AO414),VLOOKUP(13,AN402:AZ427,6,FALSE),IF(AND(AR2=3,AD35=AO415),VLOOKUP(14,AN402:AZ427,6,FALSE),IF(AND(AR2=3,AD35=AO416),VLOOKUP(15,AN402:AZ427,6,FALSE),IF(AND(AR2=3,AD35=AO417),VLOOKUP(16,AN402:AZ427,6,FALSE),IF(AND(AR2=3,AD35=AO418),VLOOKUP(17,AN402:AZ427,6,FALSE),IF(AND(AR2=3,AD35=AO419),VLOOKUP(18,AN402:AZ427,6,FALSE),IF(AND(AR2=3,AD35=AO420),VLOOKUP(19,AN402:AZ427,6,FALSE),IF(AND(AR2=3,AD35=AO421),VLOOKUP(20,AN402:AZ427,6,FALSE),IF(AND(AR2=3,AD35=AO422),VLOOKUP(21,AN402:AZ427,6,FALSE),IF(AND(AR2=3,AD35=AO423),VLOOKUP(22,AN402:AZ427,6,FALSE),IF(AND(AR2=3,AD35=AO424),VLOOKUP(23,AN402:AZ427,6,FALSE),IF(AND(AR2=3,AD35=AO425),VLOOKUP(24,AN402:AZ427,6,FALSE),IF(AND(AR2=3,AD35=AO426),VLOOKUP(25,AN402:AZ427,6,FALSE),IF(AND(AR2=3,AD35=AO427),VLOOKUP(26,AN402:AZ427,6,FALSE)))))))))))))))))))))))))))","v":false},"kg./m.","Unit Weight",{"$f":"IF(AND(AR2=4,AD35=AO157),VLOOKUP(1,AN157:BG202,8,FALSE),IF(AND(AR2=4,AD35=AO158),VLOOKUP(2,AN157:BG202,8,FALSE),IF(AND(AR2=4,AD35=AO159),VLOOKUP(3,AN157:BG202,8,FALSE),IF(AND(AR2=4,AD35=AO160),VLOOKUP(4,AN157:BG202,8,FALSE),IF(AND(AR2=4,AD35=AO161),VLOOKUP(5,AN157:BG202,8,FALSE),IF(AND(AR2=4,AD35=AO162),VLOOKUP(6,AN157:BG202,8,FALSE),IF(AND(AR2=4,AD35=AO163),VLOOKUP(7,AN157:BG202,8,FALSE),IF(AND(AR2=4,AD35=AO164),VLOOKUP(8,AN157:BG202,8,FALSE),IF(AND(AR2=4,AD35=AO165),VLOOKUP(9,AN157:BG202,8,FALSE),IF(AND(AR2=4,AD35=AO166),VLOOKUP(10,AN157:BG202,8,FALSE),IF(AND(AR2=4,AD35=AO167),VLOOKUP(11,AN157:BG202,8,FALSE),IF(AND(AR2=4,AD35=AO168),VLOOKUP(12,AN157:BG202,8,FALSE),IF(AND(AR2=4,AD35=AO169),VLOOKUP(13,AN157:BG202,8,FALSE),IF(AND(AR2=4,AD35=AO170),VLOOKUP(14,AN157:BG202,8,FALSE),IF(AND(AR2=4,AD35=AO171),VLOOKUP(15,AN157:BG202,8,FALSE),IF(AND(AR2=4,AD35=AO172),VLOOKUP(16,AN157:BG202,8,FALSE),IF(AND(AR2=4,AD35=AO173),VLOOKUP(17,AN157:BG202,8,FALSE),IF(AND(AR2=4,AD35=AO174),VLOOKUP(18,AN157:BG202,8,FALSE),IF(AND(AR2=4,AD35=AO175),VLOOKUP(19,AN157:BG202,8,FALSE),IF(AND(AR2=4,AD35=AO176),VLOOKUP(20,AN157:BG202,8,FALSE),IF(AND(AR2=4,AD35=AO177),VLOOKUP(21,AN157:BG202,8,FALSE),IF(AND(AR2=4,AD35=AO178),VLOOKUP(22,AN157:BG202,8,FALSE),IF(AND(AR2=4,AD35=AO179),VLOOKUP(23,AN157:BG202,8,FALSE),IF(AND(AR2=4,AD35=AO180),VLOOKUP(24,AN157:BG202,8,FALSE),IF(AND(AR2=4,AD35=AO181),VLOOKUP(25,AN157:BG202,8,FALSE),IF(AND(AR2=4,AD35=AO182),VLOOKUP(26,AN157:BG202,8,FALSE),IF(AND(AR2=4,AD35=AO183),VLOOKUP(27,AN157:BG202,8,FALSE),IF(AND(AR2=4,AD35=AO184),VLOOKUP(28,AN157:BG202,8,FALSE),IF(AND(AR2=4,AD35=AO185),VLOOKUP(29,AN157:BG202,8,FALSE),IF(AND(AR2=4,AD35=AO186),VLOOKUP(30,AN157:BG202,8,FALSE),IF(AND(AR2=4,AD35=AO187),VLOOKUP(31,AN157:BG202,8,FALSE),IF(AND(AR2=4,AD35=AO188),VLOOKUP(32,AN157:BG202,8,FALSE),IF(AND(AR2=4,AD35=AO189),VLOOKUP(33,AN157:BG202,8,FALSE),IF(AND(AR2=4,AD35=AO190),VLOOKUP(34,AN157:BG202,8,FALSE),IF(AND(AR2=4,AD35=AO191),VLOOKUP(35,AN157:BG202,8,FALSE),IF(AND(AR2=4,AD35=AO192),VLOOKUP(36,AN157:BG202,8,FALSE),IF(AND(AR2=4,AD35=AO193),VLOOKUP(37,AN157:BG202,8,FALSE),IF(AND(AR2=4,AD35=AO194),VLOOKUP(38,AN157:BG202,8,FALSE),IF(AND(AR2=4,AD35=AO195),VLOOKUP(39,AN157:BG202,8,FALSE),IF(AND(AR2=4,AD35=AO196),VLOOKUP(40,AN157:BG202,8,FALSE),IF(AND(AR2=4,AD35=AO197),VLOOKUP(41,AN157:BG202,8,FALSE),IF(AND(AR2=4,AD35=AO198),VLOOKUP(42,AN157:BG202,8,FALSE),IF(AND(AR2=4,AD35=AO199),VLOOKUP(43,AN157:BG202,8,FALSE),IF(AND(AR2=4,AD35=AO200),VLOOKUP(44,AN157:BG202,8,FALSE),IF(AND(AR2=4,AD35=AO201),VLOOKUP(45,AN157:BG202,8,FALSE),IF(AND(AR2=4,AD35=AO202),VLOOKUP(46,AN157:BG202,8,FALSE)))))))))))))))))))))))))))))))))))))))))))))))","v":false},"kg./m.","Unit Weight",{"$f":"IF(AND(AR2=5,AD35=AO126),VLOOKUP(1,AN126:BD141,9,FALSE),IF(AND(AR2=5,AD35=AO127),VLOOKUP(2,AN126:BD141,9,FALSE),IF(AND(AR2=5,AD35=AO128),VLOOKUP(3,AN126:BD141,9,FALSE),IF(AND(AR2=5,AD35=AO129),VLOOKUP(4,AN126:BD141,9,FALSE),IF(AND(AR2=5,AD35=AO130),VLOOKUP(5,AN126:BD141,9,FALSE),IF(AND(AR2=5,AD35=AO131),VLOOKUP(6,AN126:BD141,9,FALSE),IF(AND(AR2=5,AD35=AO132),VLOOKUP(7,AN126:BD141,9,FALSE),IF(AND(AR2=5,AD35=AO133),VLOOKUP(8,AN126:BD141,9,FALSE),IF(AND(AR2=5,AD35=AO134),VLOOKUP(9,AN126:BD141,9,FALSE),IF(AND(AR2=5,AD35=AO135),VLOOKUP(10,AN126:BD141,9,FALSE),IF(AND(AR2=5,AD35=AO136),VLOOKUP(11,AN126:BD141,9,FALSE),IF(AND(AR2=5,AD35=AO137),VLOOKUP(12,AN126:BD141,9,FALSE),IF(AND(AR2=5,AD35=AO138),VLOOKUP(13,AN126:BD141,9,FALSE),IF(AND(AR2=5,AD35=AO139),VLOOKUP(14,AN126:BD141,9,FALSE),IF(AND(AR2=5,AD35=AO140),VLOOKUP(15,AN126:BD141,9,FALSE),IF(AND(AR2=5,AD35=AO141),VLOOKUP(16,AN126:BD141,9,FALSE)))))))))))))))))","v":false},"kg./m.","Unit Weight",{"$f":"IF(AND(AR2=6,AD35=AO218),VLOOKUP(1,AN218:BQ290,4,FALSE),IF(AND(AR2=6,AD35=AO219),VLOOKUP(2,AN218:BQ290,4,FALSE),IF(AND(AR2=6,AD35=AO220),VLOOKUP(3,AN218:BQ290,4,FALSE),IF(AND(AR2=6,AD35=AO221),VLOOKUP(4,AN218:BQ290,4,FALSE),IF(AND(AR2=6,AD35=AO222),VLOOKUP(5,AN218:BQ290,4,FALSE),IF(AND(AR2=6,AD35=AO223),VLOOKUP(6,AN218:BQ290,4,FALSE),IF(AND(AR2=6,AD35=AO224),VLOOKUP(7,AN218:BQ290,4,FALSE),IF(AND(AR2=6,AD35=AO225),VLOOKUP(8,AN218:BQ290,4,FALSE),IF(AND(AR2=6,AD35=AO226),VLOOKUP(9,AN218:BQ290,4,FALSE),IF(AND(AR2=6,AD35=AO227),VLOOKUP(10,AN218:BQ290,4,FALSE),IF(AND(AR2=6,AD35=AO228),VLOOKUP(11,AN218:BQ290,4,FALSE),IF(AND(AR2=6,AD35=AO229),VLOOKUP(12,AN218:BQ290,4,FALSE),IF(AND(AR2=6,AD35=AO230),VLOOKUP(13,AN218:BQ290,4,FALSE),IF(AND(AR2=6,AD35=AO231),VLOOKUP(14,AN218:BQ290,4,FALSE),IF(AND(AR2=6,AD35=AO232),VLOOKUP(15,AN218:BQ290,4,FALSE),IF(AND(AR2=6,AD35=AO233),VLOOKUP(16,AN218:BQ290,4,FALSE),IF(AND(AR2=6,AD35=AO234),VLOOKUP(17,AN218:BQ290,4,FALSE),IF(AND(AR2=6,AD35=AO235),VLOOKUP(18,AN218:BQ290,4,FALSE),IF(AND(AR2=6,AD35=AO236),VLOOKUP(19,AN218:BQ290,4,FALSE),IF(AND(AR2=6,AD35=AO237),VLOOKUP(20,AN218:BQ290,4,FALSE),IF(AND(AR2=6,AD35=AO238),VLOOKUP(21,AN218:BQ290,4,FALSE),IF(AND(AR2=6,AD35=AO239),VLOOKUP(22,AN218:BQ290,4,FALSE),IF(AND(AR2=6,AD35=AO240),VLOOKUP(23,AN218:BQ290,4,FALSE),IF(AND(AR2=6,AD35=AO241),VLOOKUP(24,AN218:BQ290,4,FALSE),IF(AND(AR2=6,AD35=AO242),VLOOKUP(25,AN218:BQ290,4,FALSE),IF(AND(AR2=6,AD35=AO243),VLOOKUP(26,AN218:BQ290,4,FALSE),IF(AND(AR2=6,AD35=AO244),VLOOKUP(27,AN218:BQ290,4,FALSE),IF(AND(AR2=6,AD35=AO245),VLOOKUP(28,AN218:BQ290,4,FALSE),IF(AND(AR2=6,AD35=AO246),VLOOKUP(29,AN218:BQ290,4,FALSE),IF(AND(AR2=6,AD35=AO247),VLOOKUP(30,AN218:BQ290,4,FALSE),IF(AND(AR2=6,AD35=AO248),VLOOKUP(31,AN218:BQ290,4,FALSE),IF(AND(AR2=6,AD35=AO249),VLOOKUP(32,AN218:BQ290,4,FALSE),IF(AND(AR2=6,AD35=AO250),VLOOKUP(33,AN218:BQ290,4,FALSE),IF(AND(AR2=6,AD35=AO251),VLOOKUP(34,AN218:BQ290,4,FALSE),IF(AND(AR2=6,AD35=AO252),VLOOKUP(35,AN218:BQ290,4,FALSE),IF(AND(AR2=6,AD35=AO253),VLOOKUP(36,AN218:BQ290,4,FALSE),IF(AND(AR2=6,AD35=AO254),VLOOKUP(37,AN218:BQ290,4,FALSE),IF(AND(AR2=6,AD35=AO255),VLOOKUP(38,AN218:BQ290,4,FALSE),IF(AND(AR2=6,AD35=AO256),VLOOKUP(39,AN218:BQ290,4,FALSE),IF(AND(AR2=6,AD35=AO257),VLOOKUP(40,AN218:BQ290,4,FALSE),IF(AND(AR2=6,AD35=AO258),VLOOKUP(41,AN218:BQ290,4,FALSE),IF(AND(AR2=6,AD35=AO259),VLOOKUP(42,AN218:BQ290,4,FALSE),IF(AND(AR2=6,AD35=AO260),VLOOKUP(43,AN218:BQ290,4,FALSE),IF(AND(AR2=6,AD35=AO261),VLOOKUP(44,AN218:BQ290,4,FALSE),IF(AND(AR2=6,AD35=AO262),VLOOKUP(45,AN218:BQ290,4,FALSE),IF(AND(AR2=6,AD35=AO263),VLOOKUP(46,AN218:BQ290,4,FALSE),IF(AND(AR2=6,AD35=AO264),VLOOKUP(47,AN218:BQ290,4,FALSE),IF(AND(AR2=6,AD35=AO265),VLOOKUP(48,AN218:BQ290,4,FALSE),IF(AND(AR2=6,AD35=AO266),VLOOKUP(49,AN218:BQ290,4,FALSE),IF(AND(AR2=6,AD35=AO267),VLOOKUP(50,AN218:BQ290,4,FALSE),IF(AND(AR2=6,AD35=AO268),VLOOKUP(51,AN218:BQ290,4,FALSE),IF(AND(AR2=6,AD35=AO269),VLOOKUP(52,AN218:BQ290,4,FALSE),IF(AND(AR2=6,AD35=AO270),VLOOKUP(53,AN218:BQ290,4,FALSE),IF(AND(AR2=6,AD35=AO271),VLOOKUP(54,AN218:BQ290,4,FALSE),IF(AND(AR2=6,AD35=AO272),VLOOKUP(55,AN218:BQ290,4,FALSE),IF(AND(AR2=6,AD35=AO273),VLOOKUP(56,AN218:BQ290,4,FALSE),IF(AND(AR2=6,AD35=AO274),VLOOKUP(57,AN218:BQ290,4,FALSE),IF(AND(AR2=6,AD35=AO275),VLOOKUP(58,AN218:BQ290,4,FALSE),IF(AND(AR2=6,AD35=AO276),VLOOKUP(59,AN218:BQ290,4,FALSE),IF(AND(AR2=6,AD35=AO277),VLOOKUP(60,AN218:BQ290,4,FALSE),IF(AND(AR2=6,AD35=AO278),VLOOKUP(61,AN218:BQ290,4,FALSE),IF(AND(AR2=6,AD35=AO279),VLOOKUP(62,AN218:BQ290,4,FALSE),IF(AND(AR2=6,AD35=AO280),VLOOKUP(63,AN218:BQ290,4,FALSE),IF(AND(AR2=6,AD35=AO281),VLOOKUP(64,AN218:BQ290,4,FALSE)))))))))))))))))))))))))))))))))))))))))))))))))))))))))))))))))","v":false},"kg./m.","Unit Weight",{"$f":"IF(AND(AR2=7,AD35=AO308),VLOOKUP(1,AN308:BB327,9,FALSE),IF(AND(AR2=7,AD35=AO309),VLOOKUP(2,AN308:BB327,9,FALSE),IF(AND(AR2=7,AD35=AO310),VLOOKUP(3,AN308:BB327,9,FALSE),IF(AND(AR2=7,AD35=AO311),VLOOKUP(4,AN308:BB327,9,FALSE),IF(AND(AR2=7,AD35=AO312),VLOOKUP(5,AN308:BB327,9,FALSE),IF(AND(AR2=7,AD35=AO313),VLOOKUP(6,AN308:BB327,9,FALSE),IF(AND(AR2=7,AD35=AO314),VLOOKUP(7,AN308:BB327,9,FALSE),IF(AND(AR2=7,AD35=AO315),VLOOKUP(8,AN308:BB327,9,FALSE),IF(AND(AR2=7,AD35=AO316),VLOOKUP(9,AN308:BB327,9,FALSE),IF(AND(AR2=7,AD35=AO317),VLOOKUP(10,AN308:BB327,9,FALSE),IF(AND(AR2=7,AD35=AO318),VLOOKUP(11,AN308:BB327,9,FALSE),IF(AND(AR2=7,AD35=AO319),VLOOKUP(12,AN308:BB327,9,FALSE),IF(AND(AR2=7,AD35=AO320),VLOOKUP(13,AN308:BB327,9,FALSE),IF(AND(AR2=7,AD35=AO321),VLOOKUP(14,AN308:BB327,9,FALSE),IF(AND(AR2=7,AD35=AO322),VLOOKUP(15,AN308:BB327,9,FALSE),IF(AND(AR2=7,AD35=AO323),VLOOKUP(16,AN308:BB327,9,FALSE),IF(AND(AR2=7,AD35=AO324),VLOOKUP(17,AN308:BB327,9,FALSE),IF(AND(AR2=7,AD35=AO325),VLOOKUP(18,AN308:BB327,9,FALSE),IF(AND(AR2=7,AD35=AO326),VLOOKUP(19,AN308:BB327,9,FALSE),IF(AND(AR2=7,AD35=AO327),VLOOKUP(20,AN308:BB327,9,FALSE)))))))))))))))))))))","v":false},"kg./m.","Unit Weight",{"$f":"IF(AND(AR2=8,AD35=AO1062),VLOOKUP(1,AN1062:BG1074,8,FALSE),IF(AND(AR2=8,AD35=AO1063),VLOOKUP(2,AN1062:BG1074,8,FALSE),IF(AND(AR2=8,AD35=AO1064),VLOOKUP(3,AN1062:BG1074,8,FALSE),IF(AND(AR2=8,AD35=AO1065),VLOOKUP(4,AN1062:BG1074,8,FALSE),IF(AND(AR2=8,AD35=AO1066),VLOOKUP(5,AN1062:BG1074,8,FALSE),IF(AND(AR2=8,AD35=AO1067),VLOOKUP(6,AN1062:BG1074,8,FALSE),IF(AND(AR2=8,AD35=AO1068),VLOOKUP(7,AN1062:BG1074,8,FALSE),IF(AND(AR2=8,AD35=AO1069),VLOOKUP(8,AN1062:BG1074,8,FALSE),IF(AND(AR2=8,AD35=AO1070),VLOOKUP(9,AN1062:BG1074,8,FALSE),IF(AND(AR2=8,AD35=AO1071),VLOOKUP(10,AN1062:BG1074,8,FALSE),IF(AND(AR2=8,AD35=AO1072),VLOOKUP(11,AN1062:BG1074,8,FALSE),IF(AND(AR2=8,AD35=AO1073),VLOOKUP(12,AN1062:BG1074,8,FALSE),IF(AND(AR2=8,AD35=AO1074),VLOOKUP(13,AN1062:BG1074,8,FALSE))))))))))))))","v":false},"kg./m."]
[null,"ɵ",null,null,null," =",{"$f":"DEGREES(ATAN(AE21/(AE26/2)))","v":29.922817928352611},null,null,null,"degree",null,null,"Mx",null,null,null," =",{"$f":"MAX(AS43,AS44)","v":262.6469067754897},null,null,null,"kg./m.",null,null,"Select",null,null,null,"100x50x20x3.2",null,null,null,null,"mm."]
[null,"Wx",null,null,null," =",{"$f":"(G26+S26)*SIN(AS5)","v":19.414578028375551},null,null,null,"kg./m.",null,null,"My",null,null,null," =",{"$f":"G36*(AE25^2)/9","v":0.24936946889780154},null,null,null,"kg./m.",null,null,"Ix",null,null,null," =",{"$f":"IF(AND(AS27=FALSE,AV27=FALSE,AY27=FALSE,BB27=FALSE,BE27=FALSE,BH27=FALSE,BK27=FALSE,BN27=FALSE),0.0001,IF(AR2=1,AS27,IF(AR2=2,AV27,IF(AR2=3,AY27,IF(AR2=4,BB27,IF(AR2=5,BE27,IF(AR2=6,BH27,IF(AR2=7,BK27,IF(AR2=8,BN27)))))))))","v":107},null,null,null,"cm4",null,null,null,null,null,null,null,null,null,null,null,"x (m.)",null,null,null,null,null,null,null,null,null,null,"x1 (m.)"]
[null,"Wy",null,null,null," =",{"$f":"G25","v":192.46966381364308},null,null,null,"kg./m.",null,null,"Sx",null,null,null," =",{"$f":"MAX(S35:V36)*100/G24","v":18.239368526075673},null,null,null,"cm.3",null,null,"Iy",null,null,null," =",{"$f":"IF(AND(AS28=FALSE,AV28=FALSE,AY28=FALSE,BB28=FALSE,BE28=FALSE,BH28=FALSE,BK28=FALSE,BN28=FALSE),0.0001,IF(AR2=1,AS28,IF(AR2=2,AV28,IF(AR2=3,AY28,IF(AR2=4,BB28,IF(AR2=5,BE28,IF(AR2=6,BH28,IF(AR2=7,BK28,IF(AR2=8,BN28)))))))))","v":24.5},null,null,null,"cm4",null,null,null,null,null,null,null,null,"w",{"$f":"G25","v":192.46966381364308},"x/x1",0,{"$f":"AS45/10","v":0.380755395380172},{"$f":"AV37*2","v":0.761510790760344},{"$f":"AV37*3","v":1.1422661861405161},{"$f":"AV37*4","v":1.523021581520688},{"$f":"AV37*5","v":1.9037769769008599},{"$f":"AV37*6","v":2.2845323722810322},{"$f":"AV37*7","v":2.6652877676612041},{"$f":"AV37*8","v":3.046043163041376},{"$f":"AV37*9","v":3.4267985584215479},{"$f":"AV37*10","v":3.8075539538017198},0,{"$f":"AS46/10","v":0.13845650741097165},{"$f":"BG37*2","v":0.2769130148219433},{"$f":"BG37*3","v":0.41536952223291496},{"$f":"BG37*4","v":0.55382602964388661},{"$f":"BG37*5","v":0.6922825370548582},{"$f":"BG37*6","v":0.83073904446582991},{"$f":"BG37*7","v":0.96919555187680162},{"$f":"BG37*8","v":1.1076520592877732},{"$f":"BG37*9","v":1.2461085666987448},{"$f":"BG37*10","v":1.3845650741097164}]
[null,"∆ allow.  y-y",null,null,null," =",{"$f":"AS16*100/360","v":1.0576538760560334},null,null,null,"cm.",null,{"$f":"IF(G38>=S38,\"≥\",\"<\")","v":"<"},"∆ max.  y-y",null,null,null," =",{"$f":"MAX(AT48,AT49)","v":1.6705687352147229},null,null,null,"cm.",null,{"$f":"IF(G38>=S38,\"\",\"Fail\")","v":"Fail"},"Sx",null,null,null," =",{"$f":"IF(AND(AS29=FALSE,AV29=FALSE,AY29=FALSE,BB29=FALSE,BE29=FALSE,BH29=FALSE,BK29=FALSE,BN29=FALSE),0.0001,IF(AR2=1,AS29,IF(AR2=2,AV29,IF(AR2=3,AY29,IF(AR2=4,BB29,IF(AR2=5,BE29,IF(AR2=6,BH29,IF(AR2=7,BK29,IF(AR2=8,BN29)))))))))","v":21.3},null,null,null,"cm3",null,null,null,null,null,null,null,null,"R1",{"$f":"(G25/(2*AS45))*((AS45^2)-(AS46^2))","v":317.9671739308061},"V",{"$f":"AS38-(AS37*AU37)","v":317.9671739308061},{"$f":"AS38-(AS37*AV37)","v":244.68331098675364},{"$f":"AS38-(AS37*AW37)","v":171.39944804270118},{"$f":"AS38-(AS37*AX37)","v":98.115585098648722},{"$f":"AS38-(AS37*AY37)","v":24.831722154596264},{"$f":"AS38-(AS37*AZ37)","v":-48.452140789456166},{"$f":"AS38-(AS37*BA37)","v":-121.73600373350865},{"$f":"AS38-(AS37*BB37)","v":-195.01986667756114},{"$f":"AS38-(AS37*BC37)","v":-268.30372962161357},{"$f":"AS38-(AS37*BD37)","v":-341.587592565666},{"$f":"AS38-(AS37*BE37)","v":-414.87145550971843},{"$f":"AS37*(AS46-BF37)","v":266.48677434200891},{"$f":"AS37*(AS46-BG37)","v":239.83809690780805},{"$f":"AS37*(AS46-BH37)","v":213.18941947360716},{"$f":"AS37*(AS46-BI37)","v":186.54074203940624},{"$f":"AS37*(AS46-BJ37)","v":159.89206460520535},{"$f":"AS37*(AS46-BK37)","v":133.24338717100446},{"$f":"AS37*(AS46-BL37)","v":106.59470973680357},{"$f":"AS37*(AS46-BM37)","v":79.94603230260266},{"$f":"AS37*(AS46-BN37)","v":53.297354868401769},{"$f":"AS37*(AS46-BO37)","v":26.648677434200884},{"$f":"AS37*(AS46-BP37)","v":0}]
[null,"fb",null,null,null," =",{"$f":"((S35*100)/AE38)+((S36*100)/AE39)","v":1236.2770203146908},null,null,null,"kg./cm.2",null,{"$f":"IF(G39<=S39,\"≤\",\">\")","v":"≤"},"Fb",null,null,null," =",{"$f":"0.6*G23","v":1440},null,null,null,"kg./cm.2",null,{"$f":"IF(G39<=S39,\"\",\"Fail\")","v":""},"Sy",null,null,null," =",{"$f":"IF(AND(AS30=FALSE,AV30=FALSE,AY30=FALSE,BB30=FALSE,BE30=FALSE,BH30=FALSE,BK30=FALSE,BN30=FALSE),0.0001,IF(AR2=1,AS30,IF(AR2=2,AV30,IF(AR2=3,AY30,IF(AR2=4,BB30,IF(AR2=5,BE30,IF(AR2=6,BH30,IF(AR2=7,BK30,IF(AR2=8,BN30)))))))))","v":7.81},null,null,null,"cm3",null,null,null,null,null,null,null,null,"R2",{"$f":"AS41+AS42","v":681.3582298517274},"Mx",{"$f":"((AS37*AU37)/(2*AS45))*((AS45^2)-(AS46^2)-(AS45*AU37))","v":0},{"$f":"((AS37*AV37)/(2*AS45))*((AS45^2)-(AS46^2)-(AS45*AV37))","v":107.1161039228155}]
[null,null,null,null,null,null,null,null,null,null,null,null,null,null,null,null,null,null,null,null,null,null,null,null,null,"rx",null,null,null," =",{"$f":"IF(AND(AS31=FALSE,AV31=FALSE,AY31=FALSE,BB31=FALSE,BE31=FALSE,BH31=FALSE,BK31=FALSE,BN31=FALSE),0.0001,IF(AR2=1,AS31,IF(AR2=2,AV31,IF(AR2=3,AY31,IF(AR2=4,BB31,IF(AR2=5,BE31,IF(AR2=6,BH31,IF(AR2=7,BK31,IF(AR2=8,BN31)))))))))","v":3.9},null,null,null,"cm",null,null,null,null,null,null,null,null,"V1",{"$f":"(G25/(2*AS45))*((AS45^2)-(AS46^2))","v":317.9671739308061},"at x =",0,"m."]
[null,null,null,null,null,null,null,null,null,null,null,null,null,null,null,null,null,null,null,null,null,null,null,null,null,"ry",null,null,null," =",{"$f":"IF(AND(AS32=FALSE,AV32=FALSE,AY32=FALSE,BB32=FALSE,BE32=FALSE,BH32=FALSE,BK32=FALSE,BN32=FALSE),0.0001,IF(AR2=1,AS32,IF(AR2=2,AV32,IF(AR2=3,AY32,IF(AR2=4,BB32,IF(AR2=5,BE32,IF(AR2=6,BH32,IF(AR2=7,BK32,IF(AR2=8,BN32)))))))))","v":1.87},null,null,null,"cm",null,null,null,null,null,null,null,null,"V2",{"$f":"G25*AS46","v":266.48677434200891},"at x =",{"$f":"AS45","v":3.8075539538017202},"m.","xv",{"$f":"AS38/AS37","v":1.6520378725172751},"m.",0,0]
[null,null,null,null,null,null,null,null,null,null,null,null,null,null,null,null,null,null,null,null,null,null,null,null,null,"Sectional Area",null,null,null," =",{"$f":"IF(AND(AS33=FALSE,AV33=FALSE,AY33=FALSE,BB33=FALSE,BE33=FALSE,BH33=FALSE,BK33=FALSE,BN33=FALSE),0.0001,IF(AR2=1,AS33,IF(AR2=2,AV33,IF(AR2=3,AY33,IF(AR2=4,BB33,IF(AR2=5,BE33,IF(AR2=6,BH33,IF(AR2=7,BK33,IF(AR2=8,BN33)))))))))","v":7.0069999999999997},null,null,null,"cm2",null,null,null,null,null,null,null,null,"V3",{"$f":"(G25/(2*AS45))*((AS45^2)+(AS46^2))","v":414.87145550971849},"at x =",{"$f":"AS45","v":3.8075539538017202},"m.","xm",{"$f":"AS45*(1-((AS46^2)/(AS45^2)))","v":3.3040757450345506},"m.",{"$f":"BP46","v":5.1921190279114366},0]
[null,"X1",null,null,null," =",{"$f":"AX41","v":1.6520378725172751},null,null,null,"m.",null,null,"X2",null,null,null," =",{"$f":"AX42","v":3.3040757450345506},null,null,null,"m.",null,null,"Unit Weight",null,null,null," =",{"$f":"IF(AND(AS34=FALSE,AV34=FALSE,AY34=FALSE,BB34=FALSE,BE34=FALSE,BH34=FALSE,BK34=FALSE,BN34=FALSE),0.0001,IF(AR2=1,AS34,IF(AR2=2,AV34,IF(AR2=3,AY34,IF(AR2=4,BB34,IF(AR2=5,BE34,IF(AR2=6,BH34,IF(AR2=7,BK34,IF(AR2=8,BN34)))))))))","v":5.5},null,null,null,"kg./m.",null,null,null,null,null,null,null,null,"M1",{"$f":"(AS37/(8*(AS45^2)))*((AS45+AS46)^2)*((AS45-AS46)^2)","v":262.6469067754897},"at x =",{"$f":"(AS45/2)*(1-((AS46^2)/(AS45^2)))","v":1.6520378725172753},"m.","M",{"$f":"((AS37*AX41)/(2*AS45))*((AS45^2)-(AS46^2)-(AS45*AX41))","v":262.6469067754897}]
[null,"Reaction1",null,null,null," =",{"$f":"AS39/AE24","v":340.6791149258637},null,null,null,"kg./m.",null,null,"Reaction2",null,null,null," =",{"$f":"AS38*2/AE24","v":317.9671739308061},null,null,null,"kg./m.",null,null,"Reaction3",null,null,null," =",{"$f":"((G25/COS(AS5))*AS16/2)*2","v":845.55230940148579},null,null,null,"kg./m.",null,null,null,null,null,null,null,null,"M2",{"$f":"AS37*(AS46^2)/2","v":184.48414023305145},"at x =",{"$f":"AS45","v":3.8075539538017202},"m.",null,0]
[null,"Results =>",null,null,null,null,null,null,{"$f":"AQ18&\"  \"&AD35&\"  mm.\"","v":"Use : C-Light Lip Channel  100x50x20x3.2  mm."},null,null,null,null,null,null,null,null,null,null,null,null,null,null,"Weight",null,{"$f":"AE43","v":5.5},null,null,"kg./m.",null,{"$f":"IF(OR(Y38=\"Fail\",Y39=\"Fail\"),\"Try again !\",\"Complete !!\")","v":"Try again !"},null,null,null,null,null,null,null,null,null,null,null,null,"L",{"$f":"AS16","v":3.8075539538017202}]
[null,null,null,null,null,null,null,null,null,null,null,null,null,null,null,null,null,null,null,null,null,null,null,null,null,null,null,null,null,null,null,null,null,null,null,null,null,null,null,null,null,null,null,"a",{"$f":"AS15","v":1.3845650741097164},0,0,{"$f":"AS45/10","v":0.380755395380172},{"$f":"AV46*2","v":0.761510790760344},{"$f":"AV46*3","v":1.1422661861405161},{"$f":"AV46*4","v":1.523021581520688},{"$f":"AV46*5","v":1.9037769769008599},{"$f":"AV46*6","v":2.2845323722810322},{"$f":"AV46*7","v":2.6652877676612041},{"$f":"AV46*8","v":3.046043163041376},{"$f":"AV46*9","v":3.4267985584215479},{"$f":"AV46*10","v":3.8075539538017198},{"$f":"AV46*10","v":3.8075539538017198},{"$f":"BF46+BG37","v":3.9460104612126914},{"$f":"BF46+BH37","v":4.084466968623663},{"$f":"BF46+BI37","v":4.2229234760346346},{"$f":"BF46+BJ37","v":4.3613799834456062},{"$f":"BE46+BK37","v":4.4998364908565778},{"$f":"BE46+BL37","v":4.6382929982675494},{"$f":"BE46+BM37","v":4.7767495056785219},{"$f":"BE46+BN37","v":4.9152060130894935},{"$f":"BE46+BO37","v":5.053662520500465},{"$f":"BE46+BP37","v":5.1921190279114366}]
[null,null,null,null,null,null,null,null,null,null,null,null,null,null,null,null,null,null,null,null,null,null,null,null,null,null,null,null,null,null,null,null,null,null,null,null,null,null,null,null,null,null,null,null,null,"M",{"$f":"((AS37*AU37)/(2*AS45))*((AS45^2)-(AS46^2)-(AS45*AU37))","v":0},{"$f":"((AS37*AV37)/(2*AS45))*((AS45^2)-(AS46^2)-(AS45*AV37))","v":107.1161039228155},{"$f":"((AS37*AW37)/(2*AS45))*((AS45^2)-(AS46^2)-(AS45*AW37))","v":186.32898163538198},{"$f":"((AS37*AX37)/(2*AS45))*((AS45^2)-(AS46^2)-(AS45*AX37))","v":237.63863313769937},{"$f":"((AS37*AY37)/(2*AS45))*((AS45^2)-(AS46^2)-(AS45*AY37))","v":261.04505842976783},{"$f":"((AS37*AZ37)/(2*AS45))*((AS45^2)-(AS46^2)-(AS45*AZ37))","v":256.54825751158717},{"$f":"((AS37*BA37)/(2*AS45))*((AS45^2)-(AS46^2)-(AS45*BA37))","v":224.14823038315745},{"$f":"((AS37*BB37)/(2*AS45))*((AS45^2)-(AS46^2)-(AS45*BB37))","v":163.84497704447884},{"$f":"((AS37*BC37)/(2*AS45))*((AS45^2)-(AS46^2)-(AS45*BC37))","v":75.638497495551135},{"$f":"((AS37*BD37)/(2*AS45))*((AS45^2)-(AS46^2)-(AS45*BD37))","v":-40.471208263625563},{"$f":"((AS37*BE37)/(2*AS45))*((AS45^2)-(AS46^2)-(AS45*BE37))","v":-184.48414023305125},{"$f":"-(AS37/2)*((AS46-BF37)^2)","v":-184.48414023305145},{"$f":"-(AS37/2)*((AS46-BG37)^2)","v":-149.43215358877168},{"$f":"-(AS37/2)*((AS46-BH37)^2)","v":-118.06984974915295},{"$f":"-(AS37/2)*((AS46-BI37)^2)","v":-90.397228714195194},{"$f":"-(AS37/2)*((AS46-BJ37)^2)","v":-66.414290483898512},{"$f":"-(AS37/2)*((AS46-BK37)^2)","v":-46.121035058262862},{"$f":"-(AS37/2)*((AS46-BL37)^2)","v":-29.51746243728822},{"$f":"-(AS37/2)*((AS46-BM37)^2)","v":-16.603572620974617},{"$f":"-(AS37/2)*((AS46-BN37)^2)","v":-7.3793656093220523},{"$f":"-(AS37/2)*((AS46-BO37)^2)","v":-1.8448414023305131},{"$f":"(AS37/2)*((AS46-BP37)^2)","v":0}]
[null,null,null,null,null,null,null,null,null,null,null,null,null,null,null,null,null,null,null,null,null,null,null,null,null,null,null,null,null,null,null,null,null,null,null,null,null,null,null,null,null,null,null,null,"∆ max.  y-y(x)",{"$f":"((AS37/100)*AX41*100)/(24*G22*AE36*AS45*100)*(((AS45*100)^4)-(2*((AS45*100)^2)*((AX41*100)^2))+((AS45*100)*((AX41*100)^3))-(2*((AS46*100)^2)*((AS45*100)^2))+(2*((AS46*100)^2)*((AX41*100)^2)))","v":1.5963924394433993},"cm."]
[null,null,null,null,null,null,null,null,null,null,null,null,null,null,null,null,null,null,null,null,null,null,null,null,null,null,null,null,null,null,null,null,null,null,null,null,null,null,null,null,null,null,null,null,"∆ max.  y-y(x1)",{"$f":"((AS37/100)*(AS46*100)/(24*G22*AE36))*((4*((AS46*100)^2)*(AS45*100))-((AS45*100)^3)+(6*((AS46*100)^2)*AS46)-(4*(AS46*100)*((AS46*100)^2))+((AS46*100)^3))*-1","v":1.6705687352147229},"cm."]
[]
[]
[]
[]
[]
[]
[]
[]
[]
[]
[]
[]
[]
[]
[null,null,null,null,null,null,null,null,null,null,null,null,null,null,null,null,null,null,null,null,null,null,null,null,null,null,null,null,null,null,null,null,null,null,null,null,null,null,null,null,null,null,null,"Carbon Steel Pipe",null,"(For General Structural Purposes)"]
[]
[null,null,null,null,null,null,null,null,null,null,null,null,null,null,null,null,null,null,null,null,null,null,null,null,null,null,null,null,null,null,null,null,null,null,null,null,null,null,null,null,null,null,null,"Dimension Tolerance"]
[]
[null,null,null,null,null,null,null,null,null,null,null,null,null,null,null,null,null,null,null,null,null,null,null,null,null,null,null,null,null,null,null,null,null,null,null,null,null,null,null,null,null,null,null,"Side Length"]
[null,null,null,null,null,null,null,null,null,null,null,null,null,null,null,null,null,null,null,null,null,null,null,null,null,null,null,null,null,null,null,null,null,null,null,null,null,null,null,null,null,null,null,": O. D< 50 mm. ± 1.5 mm. Thickness : Under 3 mm. ± 0.3 mm."]
[null,null,null,null,null,null,null,null,null,null,null,null,null,null,null,null,null,null,null,null,null,null,null,null,null,null,null,null,null,null,null,null,null,null,null,null,null,null,null,null,null,null,null,": O. D > 50 mm. ± 1.5 % Thickness : 3 mm. or over, ± 10%"]
[null,null,null,null,null,null,null,null,null,null,null,null,null,null,null,null,null,null,null,null,null,null,null,null,null,null,null,null,null,null,null,null,null,null,null,null,null,null,null,null,null,null,null,": ± 10% Lenght : +50 mm., -0 mm."]
[]
[null,null,null,null,null,null,null,null,null,null,null,null,null,null,null,null,null,null,null,null,null,null,null,null,null,null,null,null,null,null,null,null,null,null,null,null,null,null,null,null,null,"Nominal dimention","Outside Diameter","Thickness","Calculate Weight","Cross Sectional Area","Geometrical Moment of Inertia","Modulus of Section","Radius of Gyration",null,null,"Name","Diameter (mm.)","Weight (kg/m.)","Cross Section Area (sq.cm.)","Circumference (cm.)"]
[null,null,null,null,null,null,null,null,null,null,null,null,null,null,null,null,null,null,null,null,null,null,null,null,null,null,null,null,null,null,null,null,null,null,null,null,null,null,null,null,null,"DN","D","T","W","A","I","Z","I",null,1,"RB 6",6,0.222,0.28299999999999997,1.88]
[null,null,null,null,null,null,null,null,null,null,null,null,null,null,null,null,null,null,null,null,null,null,null,null,null,null,null,null,null,null,null,null,null,null,null,null,null,null,null,null,null,"in.","mm.","mm.","kg./m.","cm2","cm4","cm3","cm.",null,2,"RB 9",9,0.499,0.63600000000000001,2.82]
[null,null,null,null,null,null,null,null,null,null,null,null,null,null,null,null,null,null,null,null,null,null,null,null,null,null,null,null,null,null,null,null,null,null,null,null,null,null,null,1,"21.7x2.0","1/2 (15)",21.7,2,0.97,1.24,0.61,0.56000000000000005,0.7,null,3,"RB 12",12,0.88800000000000001,1.131,3.77]
[null,null,null,null,null,null,null,null,null,null,null,null,null,null,null,null,null,null,null,null,null,null,null,null,null,null,null,null,null,null,null,null,null,null,null,null,null,null,null,2,"27.2x2.0","3/4 (20)  ","27.2  ",2,1.24,1.58,1.26,0.93,0.89,null,4,"RB 15",15,1.387,1.7669999999999999,4.71]
[null,null,null,null,null,null,null,null,null,null,null,null,null,null,null,null,null,null,null,null,null,null,null,null,null,null,null,null,null,null,null,null,null,null,null,null,null,null,null,3,"27.2x2.3",null,null,2.2999999999999998,1.41,1.8,1.41,1.03,0.88,null,5,"RB 19",19,2.226,2.835,5.96]
[null,null,null,null,null,null,null,null,null,null,null,null,null,null,null,null,null,null,null,null,null,null,null,null,null,null,null,null,null,null,null,null,null,null,null,null,null,null,null,4,"34.0x2.3","1 (25)",34,2.2999999999999998,1.8,2.29,2.89,1.7,1.1200000000000001,null,6,"RB 25",25,3.8530000000000002,4.9089999999999998,7.85]
[null,null,null,null,null,null,null,null,null,null,null,null,null,null,null,null,null,null,null,null,null,null,null,null,null,null,null,null,null,null,null,null,null,null,null,null,null,null,null,5,"42.7x2.3","1 1/4 (32)  ","42.7  ",2.2999999999999998,2.29,2.92,5.97,2.8,1.43,null,7,"RB 28",28,4.8339999999999996,6.1580000000000004,8.7899999999999991]
[null,null,null,null,null,null,null,null,null,null,null,null,null,null,null,null,null,null,null,null,null,null,null,null,null,null,null,null,null,null,null,null,null,null,null,null,null,null,null,6,"42.7x2.5",null,null,2.5,2.48,3.16,6.4,3,1.42,null,8,"RB 34",34,7.1269999999999998,9.0790000000000006,10.68]
[null,null,null,null,null,null,null,null,null,null,null,null,null,null,null,null,null,null,null,null,null,null,null,null,null,null,null,null,null,null,null,null,null,null,null,null,null,null,null,7,"48.6x2.3","  1 1/2 (40)    ","  48.6    ",2.2999999999999998,2.63,3.35,8.99,3.7,1.64,null,9,"DB 10",10,0.61599999999999999,0.78500000000000003,3.14]
[null,null,null,null,null,null,null,null,null,null,null,null,null,null,null,null,null,null,null,null,null,null,null,null,null,null,null,null,null,null,null,null,null,null,null,null,null,null,null,8,"48.6x2.5",null,null,2.5,2.84,3.62,9.65,3.97,1.63,null,10,"DB 12",12,0.88800000000000001,1.131,3.77]
[null,null,null,null,null,null,null,null,null,null,null,null,null,null,null,null,null,null,null,null,null,null,null,null,null,null,null,null,null,null,null,null,null,null,null,null,null,null,null,9,"48.6x2.8",null,null,2.8,3.16,4.03,10.6,4.3600000000000003,1.62,null,11,"DB 16",16,1.5780000000000001,2.0099999999999998,5.03]
[null,null,null,null,null,null,null,null,null,null,null,null,null,null,null,null,null,null,null,null,null,null,null,null,null,null,null,null,null,null,null,null,null,null,null,null,null,null,null,10,"48.6x3.2",null,null,3.2,3.58,4.5599999999999996,11.8,4.8600000000000003,1.61,null,12,"DB 20",20,2.4660000000000002,3.1459999999999999,6.29]
[null,null,null,null,null,null,null,null,null,null,null,null,null,null,null,null,null,null,null,null,null,null,null,null,null,null,null,null,null,null,null,null,null,null,null,null,null,null,null,11,"60.5x2.3","  2(50)  ","  60.5  ",2.2999999999999998,3.3,4.21,17.8,5.9,2.06,null,13,"DB 22",22,2.984,3.8010000000000002,6.91]
[null,null,null,null,null,null,null,null,null,null,null,null,null,null,null,null,null,null,null,null,null,null,null,null,null,null,null,null,null,null,null,null,null,null,null,null,null,null,null,12,"60.5x3.2",null,null,3.2,4.5199999999999996,5.76,23.7,7.84,2.0299999999999998,null,14,"DB 25",25,3.8530000000000002,4.9080000000000004,7.86]
[null,null,null,null,null,null,null,null,null,null,null,null,null,null,null,null,null,null,null,null,null,null,null,null,null,null,null,null,null,null,null,null,null,null,null,null,null,null,null,13,"60.5x4.0",null,null,4,5.57,7.1,28.5,9.41,2,null,15,"DB 28",28,4.8339999999999996,6.157,8.8000000000000007]
[null,null,null,null,null,null,null,null,null,null,null,null,null,null,null,null,null,null,null,null,null,null,null,null,null,null,null,null,null,null,null,null,null,null,null,null,null,null,null,14,"76.3x2.8","  2 1/2 (65)  ","  76.3  ",2.8,5.08,6.47,43.7,11.5,2.6,null,16,"DB 32",32,6.3129999999999997,8.0419999999999998,10.06]
[null,null,null,null,null,null,null,null,null,null,null,null,null,null,null,null,null,null,null,null,null,null,null,null,null,null,null,null,null,null,null,null,null,null,null,null,null,null,null,15,"76.3x3.2",null,null,3.2,5.77,7.35,49.2,12.9,2.59,null,17,"DB 36",36,7.99,10.178000000000001,11.31]
[null,null,null,null,null,null,null,null,null,null,null,null,null,null,null,null,null,null,null,null,null,null,null,null,null,null,null,null,null,null,null,null,null,null,null,null,null,null,null,16,"76.3x4.0",null,null,4,7.13,9.09,59.5,15.6,2.58,null,18,"DB 40",40,9.8650000000000002,12.566000000000001,12.6]
[null,null,null,null,null,null,null,null,null,null,null,null,null,null,null,null,null,null,null,null,null,null,null,null,null,null,null,null,null,null,null,null,null,null,null,null,null,null,null,17,"89.1x2.8","3 (80)  ","89.1  ",2.8,5.96,7.59,70.7,15.9,3.05]
[null,null,null,null,null,null,null,null,null,null,null,null,null,null,null,null,null,null,null,null,null,null,null,null,null,null,null,null,null,null,null,null,null,null,null,null,null,null,null,18,"89.1x3.2",null,null,3.2,6.78,8.64,79.8,17.899999999999999,3.04]
[null,null,null,null,null,null,null,null,null,null,null,null,null,null,null,null,null,null,null,null,null,null,null,null,null,null,null,null,null,null,null,null,null,null,null,null,null,null,null,19,"101.6x3.2","3 1/2 (90)  ","101.6  ",3.2,7.76,9.89,120,23.6,3.48]
[null,null,null,null,null,null,null,null,null,null,null,null,null,null,null,null,null,null,null,null,null,null,null,null,null,null,null,null,null,null,null,null,null,null,null,null,null,null,null,20,"101.6x4.0",null,null,4,9.6300000000000008,12.26,146,28.8,3.45]
[null,null,null,null,null,null,null,null,null,null,null,null,null,null,null,null,null,null,null,null,null,null,null,null,null,null,null,null,null,null,null,null,null,null,null,null,null,null,null,21,"114.3x3.2","  4 (100)  ","  114.3  ",3.2,8.77,11.17,172,30.2,3.93]
[null,null,null,null,null,null,null,null,null,null,null,null,null,null,null,null,null,null,null,null,null,null,null,null,null,null,null,null,null,null,null,null,null,null,null,null,null,null,null,22,"114.3x3.5",null,null,3.5,9.58,12.18,187,32.700000000000003,3.92]
[null,null,null,null,null,null,null,null,null,null,null,null,null,null,null,null,null,null,null,null,null,null,null,null,null,null,null,null,null,null,null,null,null,null,null,null,null,null,null,23,"114.3x4.5",null,null,4.5,12.2,15.52,234,41,3.89]
[null,null,null,null,null,null,null,null,null,null,null,null,null,null,null,null,null,null,null,null,null,null,null,null,null,null,null,null,null,null,null,null,null,null,null,null,null,null,null,24,"139.8x3.6","  5 (125)    ","  139.8    ",3.6,12.1,15.4,357,51.1,4.82]
[null,null,null,null,null,null,null,null,null,null,null,null,null,null,null,null,null,null,null,null,null,null,null,null,null,null,null,null,null,null,null,null,null,null,null,null,null,null,null,25,"139.8x4.0",null,null,4,13.4,17.07,394,56.3,4.8]
[null,null,null,null,null,null,null,null,null,null,null,null,null,null,null,null,null,null,null,null,null,null,null,null,null,null,null,null,null,null,null,null,null,null,null,null,null,null,null,26,"139.8x4.5",null,null,4.5,15,19.13,438,62.7,4.79]
[null,null,null,null,null,null,null,null,null,null,null,null,null,null,null,null,null,null,null,null,null,null,null,null,null,null,null,null,null,null,null,null,null,null,null,null,null,null,null,27,"139.8x6.0",null,null,6,19.8,25.22,566,80.2,4.74]
[null,null,null,null,null,null,null,null,null,null,null,null,null,null,null,null,null,null,null,null,null,null,null,null,null,null,null,null,null,null,null,null,null,null,null,null,null,null,null,28,"165.2x4.5","  6 (150)    ","  165.2    ",4.5,17.8,22.72,734,88.9,5.68]
[null,null,null,null,null,null,null,null,null,null,null,null,null,null,null,null,null,null,null,null,null,null,null,null,null,null,null,null,null,null,null,null,null,null,null,null,null,null,null,29,"165.2x5.0",null,null,5,19.8,25.16,808,97.8,5.67]
[null,null,null,null,null,null,null,null,null,null,null,null,null,null,null,null,null,null,null,null,null,null,null,null,null,null,null,null,null,null,null,null,null,null,null,null,null,null,null,30,"165.2x6.0",null,null,6,23.6,30.01,952,115,5.63]
[null,null,null,null,null,null,null,null,null,null,null,null,null,null,null,null,null,null,null,null,null,null,null,null,null,null,null,null,null,null,null,null,null,null,null,null,null,null,null,31,"165.2x7.1",null,null,7.1,27.7,35.26,1100,134,5.6]
[null,null,null,null,null,null,null,null,null,null,null,null,null,null,null,null,null,null,null,null,null,null,null,null,null,null,null,null,null,null,null,null,null,null,null,null,null,null,null,32,"216.3x4.5","  8 (200)    ","  216.3    ",4.5,23.5,29.94,1680,155,7.49]
[null,null,null,null,null,null,null,null,null,null,null,null,null,null,null,null,null,null,null,null,null,null,null,null,null,null,null,null,null,null,null,null,null,null,null,null,null,null,null,33,"216.3x5.8",null,null,5.8,30.1,38.36,2130,197,7.45]
[null,null,null,null,null,null,null,null,null,null,null,null,null,null,null,null,null,null,null,null,null,null,null,null,null,null,null,null,null,null,null,null,null,null,null,null,null,null,null,34,"216.3x7.0",null,null,7,36.1,46.03,2520,233,7.4]
[null,null,null,null,null,null,null,null,null,null,null,null,null,null,null,null,null,null,null,null,null,null,null,null,null,null,null,null,null,null,null,null,null,null,null,null,null,null,null,35,"216.3x8.2",null,null,8.1999999999999993,42.1,53.61,2910,269,7.36]
[]
[]
[]
[null,null,null,null,null,null,null,null,null,null,null,null,null,null,null,null,null,null,null,null,null,null,null,null,null,null,null,null,null,null,null,null,null,null,null,null,null,null,null,null,null,null,null,null,null,"Channels"]
[]
[null,null,null,null,null,null,null,null,null,null,null,null,null,null,null,null,null,null,null,null,null,null,null,null,null,null,null,null,null,null,null,null,null,null,null,null,null,null,null,null,null,null,null,null,null,"TIS / JIS STANDARDS"]
[]
[null,null,null,null,null,null,null,null,null,null,null,null,null,null,null,null,null,null,null,null,null,null,null,null,null,null,null,null,null,null,null,null,null,null,null,null,null,null,null,null,null,null,null,null,null,"( TIS 1227 : 1996 / JIS G3192 : 1990)"]
[]
[null,null,null,null,null,null,null,null,null,null,null,null,null,null,null,null,null,null,null,null,null,null,null,null,null,null,null,null,null,null,null,null,null,null,null,null,null,null,null,null,null,null,null,null,null,"Size & Properties"]
[]
[]
[null,null,null,null,null,null,null,null,null,null,null,null,null,null,null,null,null,null,null,null,null,null,null,null,null,null,null,null,null,null,null,null,null,null,null,null,null,null,null,null,null,"Standard Sectional Dimension (mm.)",null,null,null,null,"Sectional Area (cm2)","Weight (kg/m.)","Reference"]
[null,null,null,null,null,null,null,null,null,null,null,null,null,null,null,null,null,null,null,null,null,null,null,null,null,null,null,null,null,null,null,null,null,null,null,null,null,null,null,null,null,"H x B","t1","t2","r1","r2",null,null,"Position of Center of Gravity (cm.)",null,"Moment of Inertia (cm4)",null,"Raidus of Gyration (cm.)",null,"Modulus of Section (cm3)"]
[null,null,null,null,null,null,null,null,null,null,null,null,null,null,null,null,null,null,null,null,null,null,null,null,null,null,null,null,null,null,null,null,null,null,null,null,null,null,null,null,null,null,null,null,null,null,null,null,"Cx","Cy","lx","ly","ix","iy","Zx","Zy"]
[null,null,null,null,null,null,null,null,null,null,null,null,null,null,null,null,null,null,null,null,null,null,null,null,null,null,null,null,null,null,null,null,null,null,null,null,null,null,null,1,{"$f":"AP126&\"x\"&AQ126&\"x\"&AR126","v":"75x40x5x7"},"75x40",5,7,8,4,8.8179999999999996,6.92,0,1.28,75.3,12.2,2.92,1.17,20.100000000000001,4.47]
[null,null,null,null,null,null,null,null,null,null,null,null,null,null,null,null,null,null,null,null,null,null,null,null,null,null,null,null,null,null,null,null,null,null,null,null,null,null,null,2,{"$f":"AP127&\"x\"&AQ127&\"x\"&AR127","v":"100x50x5x7.5"},"100x50",5,7.5,8,4,11.92,9.36,0,1.54,188,26,3.97,1.48,37.6,7.52]
[null,null,null,null,null,null,null,null,null,null,null,null,null,null,null,null,null,null,null,null,null,null,null,null,null,null,null,null,null,null,null,null,null,null,null,null,null,null,null,3,"125x65x6x8","125x65",6,8,8,4,17.11,13.4,0,1.9,424,61.8,4.9800000000000004,1.9,67.8,13.4]
[null,null,null,null,null,null,null,null,null,null,null,null,null,null,null,null,null,null,null,null,null,null,null,null,null,null,null,null,null,null,null,null,null,null,null,null,null,null,null,4,"150x75x6.5x10","150x75",6.5,10,10,5,23.71,18.600000000000001,0,2.2799999999999998,861,117,6.03,2.2200000000000002,115,22.4]
[null,null,null,null,null,null,null,null,null,null,null,null,null,null,null,null,null,null,null,null,null,null,null,null,null,null,null,null,null,null,null,null,null,null,null,null,null,null,null,5,"150x75x9x12.5","150x75",9,12.5,15,7.5,30.59,24,0,2.31,1050,147,5.86,2.19,140,28.3]
[null,null,null,null,null,null,null,null,null,null,null,null,null,null,null,null,null,null,null,null,null,null,null,null,null,null,null,null,null,null,null,null,null,null,null,null,null,null,null,6,"180x75x7x10.5","180x75",7,10.5,11,5.5,27.2,21.4,0,2.13,1380,131,7.12,2.19,15.3,24.3]
[null,null,null,null,null,null,null,null,null,null,null,null,null,null,null,null,null,null,null,null,null,null,null,null,null,null,null,null,null,null,null,null,null,null,null,null,null,null,null,7,"200x80x7.5x11","200x80",7.5,11,12,6,31.33,24.6,0,2.21,1950,168,7.88,2.3199999999999998,195,29.1]
[null,null,null,null,null,null,null,null,null,null,null,null,null,null,null,null,null,null,null,null,null,null,null,null,null,null,null,null,null,null,null,null,null,null,null,null,null,null,null,8,"200x90x8x13.5","200x90",8,13.5,14,7,38.65,30.3,0,2.74,2490,277,8.02,2.68,249,44.2]
[null,null,null,null,null,null,null,null,null,null,null,null,null,null,null,null,null,null,null,null,null,null,null,null,null,null,null,null,null,null,null,null,null,null,null,null,null,null,null,9,"250x90x9x13","250x90",9,13,14,7,44.07,34.6,0,2.4,4180,294,9.74,2.58,334,44.5]
[null,null,null,null,null,null,null,null,null,null,null,null,null,null,null,null,null,null,null,null,null,null,null,null,null,null,null,null,null,null,null,null,null,null,null,null,null,null,null,10,"250x90x11x14.5","250x90",11,14.5,17,8.5,51.17,40.200000000000003,0,2.4,4680,329,9.56,2.54,374,49.9]
[null,null,null,null,null,null,null,null,null,null,null,null,null,null,null,null,null,null,null,null,null,null,null,null,null,null,null,null,null,null,null,null,null,null,null,null,null,null,null,11,"300x90x9x13","300x90",9,13,14,7,48.57,38.1,0,2.2200000000000002,6440,309,11.5,2.52,429,45.7]
[null,null,null,null,null,null,null,null,null,null,null,null,null,null,null,null,null,null,null,null,null,null,null,null,null,null,null,null,null,null,null,null,null,null,null,null,null,null,null,12,{"$f":"AP137&\"x\"&AQ137&\"x\"&AR137","v":"300x90x10x15.5"},"300x90",10,15.5,19,9.5,55.74,43.8,0,2.34,7410,360,11.5,2.54,494,54.1]
[null,null,null,null,null,null,null,null,null,null,null,null,null,null,null,null,null,null,null,null,null,null,null,null,null,null,null,null,null,null,null,null,null,null,null,null,null,null,null,13,"300x90x12x16","300x90",12,16,19,9.5,61.9,48.6,0,2.2799999999999998,7870,379,11.3,2.48,525,56.4]
[null,null,null,null,null,null,null,null,null,null,null,null,null,null,null,null,null,null,null,null,null,null,null,null,null,null,null,null,null,null,null,null,null,null,null,null,null,null,null,14,"380x100x10.5x16","380x100",10.5,16,18,9,63.39,54.5,0,2.41,14500,535,14.5,2.78,763,70.5]
[null,null,null,null,null,null,null,null,null,null,null,null,null,null,null,null,null,null,null,null,null,null,null,null,null,null,null,null,null,null,null,null,null,null,null,null,null,null,null,15,"380x100x13x16.5","380x100",13,16.5,18,9,78.959999999999994,62,0,2.33,15600,565,14.1,2.67,823,73.599999999999994]
[null,null,null,null,null,null,null,null,null,null,null,null,null,null,null,null,null,null,null,null,null,null,null,null,null,null,null,null,null,null,null,null,null,null,null,null,null,null,null,16,{"$f":"AP141&\"x\"&AQ141&\"x\"&AR141","v":"380x100x13x20"},"380x100",13,20,24,12,85.71,67.3,0,2.54,17600,655,14.3,2.76,926,87.8]
[]
[]
[]
[null,null,null,null,null,null,null,null,null,null,null,null,null,null,null,null,null,null,null,null,null,null,null,null,null,null,null,null,null,null,null,null,null,null,null,null,null,null,null,null,null,null,null,null,null,"Equal Angles"]
[]
[null,null,null,null,null,null,null,null,null,null,null,null,null,null,null,null,null,null,null,null,null,null,null,null,null,null,null,null,null,null,null,null,null,null,null,null,null,null,null,null,null,null,null,null,null,"TIS / JIS STANDARDS"]
[]
[null,null,null,null,null,null,null,null,null,null,null,null,null,null,null,null,null,null,null,null,null,null,null,null,null,null,null,null,null,null,null,null,null,null,null,null,null,null,null,null,null,null,null,null,null,"(TIS 1227 : 1996 / JIS G3192 : 1990)"]
[]
[null,null,null,null,null,null,null,null,null,null,null,null,null,null,null,null,null,null,null,null,null,null,null,null,null,null,null,null,null,null,null,null,null,null,null,null,null,null,null,null,null,null,null,null,null,"Size & Properties"]
[]
[]
[null,null,null,null,null,null,null,null,null,null,null,null,null,null,null,null,null,null,null,null,null,null,null,null,null,null,null,null,null,null,null,null,null,null,null,null,null,null,null,null,null,"Standard Sectional Dimesion mm.",null,null,null,"Sectional Area cm2","Unit Weight kg/m","Reference"]
[null,null,null,null,null,null,null,null,null,null,null,null,null,null,null,null,null,null,null,null,null,null,null,null,null,null,null,null,null,null,null,null,null,null,null,null,null,null,null,null,null,null,null,null,null,null,null,"Position of Center of Gravity cm. ",null,"Geometrical Moment of Ineryia cm4",null,null,null,"Raidus of Gyration of Area cm.",null,null,null,"Modulus of Section cm3"]
[null,null,null,null,null,null,null,null,null,null,null,null,null,null,null,null,null,null,null,null,null,null,null,null,null,null,null,null,null,null,null,null,null,null,null,null,null,null,null,null,null,"AxB","t","r1","r2",null,null,"Cx","Cy","Ix","Iy","Max ix","Min iy","ix","iy","Max ix","Max iy","Zx","Zy"]
[null,null,null,null,null,null,null,null,null,null,null,null,null,null,null,null,null,null,null,null,null,null,null,null,null,null,null,null,null,null,null,null,null,null,null,null,null,null,null,1,{"$f":"AP157&\"x\"&AQ157","v":"25x25x3"},"25x25",3,4,2,1.427,1.1200000000000001,0.71899999999999997,0.71899999999999997,0.79700000000000004,0.79700000000000004,1.26,0.33200000000000002,0.747,0.747,0.94,0.48299999999999998,0.44800000000000001,0.44800000000000001]
[null,null,null,null,null,null,null,null,null,null,null,null,null,null,null,null,null,null,null,null,null,null,null,null,null,null,null,null,null,null,null,null,null,null,null,null,null,null,null,2,{"$f":"AP158&\"x\"&AQ158","v":"25x25x5"},"25x25",5,3.5,2.4,2.2599999999999998,1.77,0.8,0.8,1.2,1.2,1.89,0.52,0.73,0.73,0.91,0.48,0.71,0.71]
[null,null,null,null,null,null,null,null,null,null,null,null,null,null,null,null,null,null,null,null,null,null,null,null,null,null,null,null,null,null,null,null,null,null,null,null,null,null,null,3,"30x30x3","30x30",3,4,2,1.7270000000000001,1.36,0.84399999999999997,0.84399999999999997,1.42,1.42,2.2599999999999998,0.59,0.90800000000000003,0.90800000000000003,1.1399999999999999,0.58499999999999996,0.66100000000000003,0.66100000000000003]
[null,null,null,null,null,null,null,null,null,null,null,null,null,null,null,null,null,null,null,null,null,null,null,null,null,null,null,null,null,null,null,null,null,null,null,null,null,null,null,4,"30x30x5","30x30",5,5,2.4,2.78,2.1800000000000002,0.92,0.92,2.16,2.16,3.41,0.92,0.88,0.88,1.1100000000000001,0.56999999999999995,1.04,1.04]
[null,null,null,null,null,null,null,null,null,null,null,null,null,null,null,null,null,null,null,null,null,null,null,null,null,null,null,null,null,null,null,null,null,null,null,null,null,null,null,5,"40x40x3","40x40",3,4.5,2,2.3359999999999999,1.83,1.0900000000000001,1.0900000000000001,3.53,3.53,5.6,1.46,1.23,1.23,1.55,0.79,1.21,1.21]
[null,null,null,null,null,null,null,null,null,null,null,null,null,null,null,null,null,null,null,null,null,null,null,null,null,null,null,null,null,null,null,null,null,null,null,null,null,null,null,6,"40x40x5","40x40",5,4.5,3,3.7549999999999999,2.95,1.17,1.17,5.42,5.42,8.59,2.25,1.2,1.2,1.51,0.77400000000000002,1.91,1.91]
[null,null,null,null,null,null,null,null,null,null,null,null,null,null,null,null,null,null,null,null,null,null,null,null,null,null,null,null,null,null,null,null,null,null,null,null,null,null,null,7,"40x40x6","40x40",6,6,2.4,4.4800000000000004,3.52,1.2,1.2,6.31,6.31,9.98,2.65,1.19,1.19,1.49,0.77,2.2599999999999998,2.2599999999999998]
[null,null,null,null,null,null,null,null,null,null,null,null,null,null,null,null,null,null,null,null,null,null,null,null,null,null,null,null,null,null,null,null,null,null,null,null,null,null,null,8,"45x45x4","45x45",4,6.5,3,3.492,2.74,1.24,1.24,6.5,6.5,10.3,2.7,1.36,1.36,1.72,0.88,2,2]
[null,null,null,null,null,null,null,null,null,null,null,null,null,null,null,null,null,null,null,null,null,null,null,null,null,null,null,null,null,null,null,null,null,null,null,null,null,null,null,9,"45x45x5","45x45",5,6.5,3,4.3019999999999996,3.38,1.28,1.28,7.91,7.91,12.5,3.29,1.36,1.36,1.71,0.874,2.46,2.46]
[null,null,null,null,null,null,null,null,null,null,null,null,null,null,null,null,null,null,null,null,null,null,null,null,null,null,null,null,null,null,null,null,null,null,null,null,null,null,null,10,"50x50x3","50x50",3,7,2.4,2.96,2.33,1.31,1.31,6.86,6.86,10.8,2.88,1.52,1.52,1.91,0.99,1.86,1.86]
[null,null,null,null,null,null,null,null,null,null,null,null,null,null,null,null,null,null,null,null,null,null,null,null,null,null,null,null,null,null,null,null,null,null,null,null,null,null,null,11,"50x50x4","50x50",4,6.5,3,3.8919999999999999,3.06,1.37,1.37,9.06,9.06,14.4,3.76,1.53,1.53,1.92,0.98299999999999998,2.4900000000000002,2.4900000000000002]
[null,null,null,null,null,null,null,null,null,null,null,null,null,null,null,null,null,null,null,null,null,null,null,null,null,null,null,null,null,null,null,null,null,null,null,null,null,null,null,12,"50x50x5","50x50",5,6.5,3,4.8019999999999996,3.77,1.41,1.41,11.1,11.1,17.5,4.58,1.52,1.52,1.91,0.97599999999999998,3.08,3.08]
[null,null,null,null,null,null,null,null,null,null,null,null,null,null,null,null,null,null,null,null,null,null,null,null,null,null,null,null,null,null,null,null,null,null,null,null,null,null,null,13,"50x50x6","50x50",6,6.5,4.5,5.6440000000000001,4.43,1.44,1.44,12.6,12.6,20,5.23,1.5,1.5,1.88,0.96299999999999997,3.55,3.55]
[null,null,null,null,null,null,null,null,null,null,null,null,null,null,null,null,null,null,null,null,null,null,null,null,null,null,null,null,null,null,null,null,null,null,null,null,null,null,null,14,"60x60x4","60x60",4,6.5,3,4.6920000000000002,3.68,1.61,1.61,16,16,25.4,6.62,1.85,1.85,2.33,1.19,3.66,3.66]
[null,null,null,null,null,null,null,null,null,null,null,null,null,null,null,null,null,null,null,null,null,null,null,null,null,null,null,null,null,null,null,null,null,null,null,null,null,null,null,15,"60x60x5","60x60",5,6.5,3,5.8019999999999996,4.55,1.66,1.66,19.600000000000001,19.600000000000001,31.2,8.09,1.84,1.84,2.3199999999999998,1.18,4.5199999999999996,4.5199999999999996]
[null,null,null,null,null,null,null,null,null,null,null,null,null,null,null,null,null,null,null,null,null,null,null,null,null,null,null,null,null,null,null,null,null,null,null,null,null,null,null,16,"65x65x5","65x65",5,8.5,3,6.367,5,1.77,1.77,25.3,25.3,40.1,10.5,1.99,1.99,2.5099999999999998,1.28,5.35,5.35]
[null,null,null,null,null,null,null,null,null,null,null,null,null,null,null,null,null,null,null,null,null,null,null,null,null,null,null,null,null,null,null,null,null,null,null,null,null,null,null,17,"65x65x6","65x65",6,8.5,4,7.5270000000000001,5.91,1.81,1.81,29.4,29.4,46.6,12.2,1.98,1.98,2.4900000000000002,1.27,6.26,6.26]
[null,null,null,null,null,null,null,null,null,null,null,null,null,null,null,null,null,null,null,null,null,null,null,null,null,null,null,null,null,null,null,null,null,null,null,null,null,null,null,18,"65x65x8","65x65",8,8.5,6,9.7609999999999992,7.66,1.88,1.88,36.799999999999997,36.799999999999997,58.3,15.3,1.94,1.94,2.44,1.25,7.96,7.96]
[null,null,null,null,null,null,null,null,null,null,null,null,null,null,null,null,null,null,null,null,null,null,null,null,null,null,null,null,null,null,null,null,null,null,null,null,null,null,null,19,"70x70x6","70x70",6,8.5,4,8.1270000000000007,6.38,1.93,1.93,37.1,37.1,58.9,15.3,2.14,2.14,2.69,1.37,7.33,7.33]
[null,null,null,null,null,null,null,null,null,null,null,null,null,null,null,null,null,null,null,null,null,null,null,null,null,null,null,null,null,null,null,null,null,null,null,null,null,null,null,20,"75x75x6","75x75",6,8.5,4,8.7270000000000003,6.85,2.06,2.06,46.1,46.1,73.2,19,2.2999999999999998,2.2999999999999998,2.9,1.48,8.4700000000000006,8.4700000000000006]
[null,null,null,null,null,null,null,null,null,null,null,null,null,null,null,null,null,null,null,null,null,null,null,null,null,null,null,null,null,null,null,null,null,null,null,null,null,null,null,21,"75x75x9","75x75",9,8.5,6,12.69,9.9600000000000009,2.17,2.17,64.400000000000006,64.400000000000006,102,26.7,2.25,2.25,2.84,1.45,12.1,12.1]
[null,null,null,null,null,null,null,null,null,null,null,null,null,null,null,null,null,null,null,null,null,null,null,null,null,null,null,null,null,null,null,null,null,null,null,null,null,null,null,22,"75x75x12","75x75",12,8.5,6,16.559999999999999,13,2.29,2.29,81.900000000000006,81.900000000000006,129,34.5,2.2200000000000002,2.2200000000000002,2.79,1.44,15.7,15.7]
[null,null,null,null,null,null,null,null,null,null,null,null,null,null,null,null,null,null,null,null,null,null,null,null,null,null,null,null,null,null,null,null,null,null,null,null,null,null,null,23,"80x80x6","80x80",6,8.5,4,9.327,7.32,2.1800000000000002,2.1800000000000002,56.4,56.4,89.6,23.2,2.46,2.46,3.1,1.58,9.6999999999999993,9.6999999999999993]
[null,null,null,null,null,null,null,null,null,null,null,null,null,null,null,null,null,null,null,null,null,null,null,null,null,null,null,null,null,null,null,null,null,null,null,null,null,null,null,24,"90x90x6","90x90",6,10,5,10.55,8.2799999999999994,2.42,2.42,80.7,80.7,128,33.4,2.77,2.77,3.48,1.78,12.3,12.3]
[null,null,null,null,null,null,null,null,null,null,null,null,null,null,null,null,null,null,null,null,null,null,null,null,null,null,null,null,null,null,null,null,null,null,null,null,null,null,null,25,"90x90x7","90x90",7,10,5,12.22,9.59,2.46,2.46,93,93,148,38.299999999999997,2.76,2.76,3.48,1.77,14.2,14.2]
[null,null,null,null,null,null,null,null,null,null,null,null,null,null,null,null,null,null,null,null,null,null,null,null,null,null,null,null,null,null,null,null,null,null,null,null,null,null,null,26,"90x90x10","90x90",10,10,7,17,13.3,2.57,2.57,125,125,199,51.7,2.71,2.71,3.42,1.74,19.5,19.5]
[null,null,null,null,null,null,null,null,null,null,null,null,null,null,null,null,null,null,null,null,null,null,null,null,null,null,null,null,null,null,null,null,null,null,null,null,null,null,null,27,"90x90x12","90x90",12,11,4.8,20.3,15.9,2.66,2.66,148,148,234,61.7,2.7,2.7,3.4,1.75,23.3,23.3]
[null,null,null,null,null,null,null,null,null,null,null,null,null,null,null,null,null,null,null,null,null,null,null,null,null,null,null,null,null,null,null,null,null,null,null,null,null,null,null,28,"90x90x13","90x90",13,10,7,21.71,17,2.69,2.69,156,156,248,65.3,2.68,2.68,3.38,1.73,24.8,24.8]
[null,null,null,null,null,null,null,null,null,null,null,null,null,null,null,null,null,null,null,null,null,null,null,null,null,null,null,null,null,null,null,null,null,null,null,null,null,null,null,29,"100x100x7","100x100",7,10,5,13.62,10.7,2.71,2.71,129,129,205,53.2,3.08,3.08,3.88,1.98,17.7,17.7]
[null,null,null,null,null,null,null,null,null,null,null,null,null,null,null,null,null,null,null,null,null,null,null,null,null,null,null,null,null,null,null,null,null,null,null,null,null,null,null,30,"100x100x10","100x100",10,10,7,19,14.9,2.82,2.82,175,175,278,72,3.04,3.04,3.83,1.95,24.4,24.4]
[null,null,null,null,null,null,null,null,null,null,null,null,null,null,null,null,null,null,null,null,null,null,null,null,null,null,null,null,null,null,null,null,null,null,null,null,null,null,null,31,"100x100x12","100x100",12,12,4.8,22.7,17.8,2.9,2.9,207,207,328,85.7,3.02,3.02,3.8,1.94,29.1,29.1]
[null,null,null,null,null,null,null,null,null,null,null,null,null,null,null,null,null,null,null,null,null,null,null,null,null,null,null,null,null,null,null,null,null,null,null,null,null,null,null,32,"100x100x13","100x100",13,10,7,24.31,19.100000000000001,2.94,2.94,220,220,348,91.1,3,3,3.78,1.94,31.1,31.1]
[null,null,null,null,null,null,null,null,null,null,null,null,null,null,null,null,null,null,null,null,null,null,null,null,null,null,null,null,null,null,null,null,null,null,null,null,null,null,null,33,"120x120x8","120x120",8,12,5,18.760000000000002,14.7,3.24,3.24,258,258,410,106,3.71,3.71,4.67,2.38,29.5,29.5]
[null,null,null,null,null,null,null,null,null,null,null,null,null,null,null,null,null,null,null,null,null,null,null,null,null,null,null,null,null,null,null,null,null,null,null,null,null,null,null,34,"130x130x9","130x130",9,12,6,22.74,17.899999999999999,3.53,3.53,366,366,583,150,4.01,4.01,5.0599999999999996,2.57,38.700000000000003,38.700000000000003]
[null,null,null,null,null,null,null,null,null,null,null,null,null,null,null,null,null,null,null,null,null,null,null,null,null,null,null,null,null,null,null,null,null,null,null,null,null,null,null,35,"130x130x12","130x130",12,12,8.5,29.76,23.4,3.64,3.64,467,467,743,192,3.96,3.96,5,2.54,49.9,49.9]
[null,null,null,null,null,null,null,null,null,null,null,null,null,null,null,null,null,null,null,null,null,null,null,null,null,null,null,null,null,null,null,null,null,null,null,null,null,null,null,36,"130x130x15","130x130",15,12,8.5,36.75,28.8,3.76,3.76,568,568,902,234,3.93,3.93,4.95,2.5299999999999998,21.5,21.5]
[null,null,null,null,null,null,null,null,null,null,null,null,null,null,null,null,null,null,null,null,null,null,null,null,null,null,null,null,null,null,null,null,null,null,null,null,null,null,null,37,"150x150x12","150x150",12,14,7,34.770000000000003,27.3,4.1399999999999997,4.1399999999999997,740,740,1180,304,4.16,4.16,5.82,2.96,68.099999999999994,68.099999999999994]
[null,null,null,null,null,null,null,null,null,null,null,null,null,null,null,null,null,null,null,null,null,null,null,null,null,null,null,null,null,null,null,null,null,null,null,null,null,null,null,38,"150x150x15","150x150",15,14,10,42.74,33.6,4.24,4.24,888,888,1410,365,4.5599999999999996,4.5599999999999996,5.75,2.92,82.6,82.6]
[null,null,null,null,null,null,null,null,null,null,null,null,null,null,null,null,null,null,null,null,null,null,null,null,null,null,null,null,null,null,null,null,null,null,null,null,null,null,null,39,"150x150x19","150x150",19,14,10,53.38,41.9,4.4000000000000004,4.4000000000000004,1090,1090,1730,451,4.5199999999999996,4.5199999999999996,5.69,2.91,103,103]
[null,null,null,null,null,null,null,null,null,null,null,null,null,null,null,null,null,null,null,null,null,null,null,null,null,null,null,null,null,null,null,null,null,null,null,null,null,null,null,40,"175x175x12","175x175",12,15,11,40.520000000000003,31.8,4.7300000000000004,4.7300000000000004,1170,1170,1860,480,5.38,5.38,6.78,3.44,91.8,91.8]
[null,null,null,null,null,null,null,null,null,null,null,null,null,null,null,null,null,null,null,null,null,null,null,null,null,null,null,null,null,null,null,null,null,null,null,null,null,null,null,41,"175x175x15","175x175",15,15,11,50.21,39.4,4.8499999999999996,4.8499999999999996,1440,1440,2290,589,5.35,5.35,6.75,3.42,114,114]
[null,null,null,null,null,null,null,null,null,null,null,null,null,null,null,null,null,null,null,null,null,null,null,null,null,null,null,null,null,null,null,null,null,null,null,null,null,null,null,42,"200x200x15","200x200",15,17,12,57.75,45.3,5.46,5.46,2180,2180,3470,891,6.14,6.14,7.75,3.93,150,150]
[null,null,null,null,null,null,null,null,null,null,null,null,null,null,null,null,null,null,null,null,null,null,null,null,null,null,null,null,null,null,null,null,null,null,null,null,null,null,null,43,"200x200x20","200x200",20,17,12,76,59.7,5.67,5.67,2820,2820,4490,1160,6.09,6.09,7.68,3.9,197,197]
[null,null,null,null,null,null,null,null,null,null,null,null,null,null,null,null,null,null,null,null,null,null,null,null,null,null,null,null,null,null,null,null,null,null,null,null,null,null,null,44,"200x200x25","200x200",25,17,12,93.75,73.599999999999994,5.86,5.86,3420,3420,5420,1410,6.04,6.04,7.61,3.88,242,242]
[null,null,null,null,null,null,null,null,null,null,null,null,null,null,null,null,null,null,null,null,null,null,null,null,null,null,null,null,null,null,null,null,null,null,null,null,null,null,null,45,"250x250x25","250x250",25,24,12,119.4,93.7,7.1,7.1,6950,6950,11000,2860,7.63,7.63,9.6199999999999992,4.9000000000000004,388,388]
[null,null,null,null,null,null,null,null,null,null,null,null,null,null,null,null,null,null,null,null,null,null,null,null,null,null,null,null,null,null,null,null,null,null,null,null,null,null,null,46,"250x250x35","250x250",35,24,18,162.6,128,7.45,7.45,9110,9110,14400,3790,7.49,7.49,9.42,4.83,519,519]
[]
[]
[]
[null,null,null,null,null,null,null,null,null,null,null,null,null,null,null,null,null,null,null,null,null,null,null,null,null,null,null,null,null,null,null,null,null,null,null,null,null,null,null,null,null,null,null,null,null,"H-Sections or WF-Wide Flange"]
[]
[null,null,null,null,null,null,null,null,null,null,null,null,null,null,null,null,null,null,null,null,null,null,null,null,null,null,null,null,null,null,null,null,null,null,null,null,null,null,null,null,null,null,null,null,null,"TIS / JIS STANDARDS"]
[]
[null,null,null,null,null,null,null,null,null,null,null,null,null,null,null,null,null,null,null,null,null,null,null,null,null,null,null,null,null,null,null,null,null,null,null,null,null,null,null,null,null,null,null,null,null,"(TIS 1227 : 1996 / JIS G3192 : 1990)"]
[]
[null,null,null,null,null,null,null,null,null,null,null,null,null,null,null,null,null,null,null,null,null,null,null,null,null,null,null,null,null,null,null,null,null,null,null,null,null,null,null,null,null,null,null,null,null,"Size & Properties"]
[]
[]
[null,null,null,null,null,null,null,null,null,null,null,null,null,null,null,null,null,null,null,null,null,null,null,null,null,null,null,null,null,null,null,null,null,null,null,null,null,null,null,null,null,"Nominal Size mm.","Weight",null,"Sectional Dimension",null,null,null,null,null,null,null,null,null,"Sectional Area cm2","Sectional Area in2","Moment of Inertia",null,null,null,"Radius of Gyration",null,null,null,"Modulus of Section",null,null,null,"Nominal Size mm."]
[null,null,null,null,null,null,null,null,null,null,null,null,null,null,null,null,null,null,null,null,null,null,null,null,null,null,null,null,null,null,null,null,null,null,null,null,null,null,null,null,null,null,null,null,"H",null,"B",null,"t1",null,"t2",null,"r",null,null,null,"Ix",null,"Iy",null,"Ix",null,"Iy",null,"Ix",null,"Iy"]
[null,null,null,null,null,null,null,null,null,null,null,null,null,null,null,null,null,null,null,null,null,null,null,null,null,null,null,null,null,null,null,null,null,null,null,null,null,null,null,null,null,null,"kg/m.","lb/ft.","mm.","in.","mm.","in.","mm.","in.","mm.","in.","mm.","in.",null,null,"cm4","in4","cm4","in4","cm.","in.","cm.","in.","cm3","in3","cm3","in3"]
[null,null,null,null,null,null,null,null,null,null,null,null,null,null,null,null,null,null,null,null,null,null,null,null,null,null,null,null,null,null,null,null,null,null,null,null,null,null,null,1,{"$f":"AP218&\"x\"&AW218&\"x\"&AY218","v":"100x100x6x8"},"100x100",17.2,11.6,100,3.94,100,3.94,6,0.23599999999999999,8,0.315,10,0.39400000000000002,21.9,3.39,383,9.1999999999999993,134,3.22,4.2,1.65,2.4700000000000002,0.97,77,4.7,27,1.63,"100x100"]
[null,null,null,null,null,null,null,null,null,null,null,null,null,null,null,null,null,null,null,null,null,null,null,null,null,null,null,null,null,null,null,null,null,null,null,null,null,null,null,2,{"$f":"AP219&\"x\"&AW219&\"x\"&AY219","v":"125x125x6.5x9"},"125x125",23.8,16,125,4.92,125,4.92,6.5,0.25600000000000001,9,0.35399999999999998,10,0.39400000000000002,30.31,4.7,847,20.350000000000001,293,7.04,5.3,2.08,3.11,1.22,136,8.3000000000000007,47,2.87,"125x125"]
[null,null,null,null,null,null,null,null,null,null,null,null,null,null,null,null,null,null,null,null,null,null,null,null,null,null,null,null,null,null,null,null,null,null,null,null,null,null,null,3,{"$f":"AP220&\"x\"&AW220&\"x\"&AY220","v":"150x75x5x7"},"150x75",14,9.4,150,5.91,75,2.95,5,0.2,7,0.28000000000000003,8,0.31,17.850000000000001,2.77,666,16,50,1.19,6.1,2.41,1.66,0.65,89,5.4,13,0.81,"150x75"]
[null,null,null,null,null,null,null,null,null,null,null,null,null,null,null,null,null,null,null,null,null,null,null,null,null,null,null,null,null,null,null,null,null,null,null,null,null,null,null,4,{"$f":"AP221&\"x\"&AW221&\"x\"&AY221","v":"150x100x6x9"},"150x100",21.1,14.2,148,5.83,100,3.94,6,0.23599999999999999,9,0.35399999999999998,11,0.433,26.84,4.16,1020,24.51,151,3.63,6.2,2.4300000000000002,2.37,0.93,138,8.4,30,1.84,"150x100"]
[null,null,null,null,null,null,null,null,null,null,null,null,null,null,null,null,null,null,null,null,null,null,null,null,null,null,null,null,null,null,null,null,null,null,null,null,null,null,null,5,"150x150x7x10","150x150",31.5,21.2,150,5.91,150,5.91,7,0.27600000000000002,10,0.39400000000000002,11,0.433,40.14,6.22,1640,39.4,563,13.53,6.4,2.52,3.75,1.48,219,13.4,75,4.58,"150x150"]
[null,null,null,null,null,null,null,null,null,null,null,null,null,null,null,null,null,null,null,null,null,null,null,null,null,null,null,null,null,null,null,null,null,null,null,null,null,null,null,6,"175x175x7.5x11","175x175",40.200000000000003,27,175,6.89,175,6.89,7.5,0.29499999999999998,11,0.433,12,0.47199999999999998,51.21,7.94,2880,69.19,984,23.64,7.5,2.95,4.38,1.72,330,20.100000000000001,112,6.83,"175x175"]
[null,null,null,null,null,null,null,null,null,null,null,null,null,null,null,null,null,null,null,null,null,null,null,null,null,null,null,null,null,null,null,null,null,null,null,null,null,null,null,7,"200x100x4.5x7","200x100",18.2,12.2,198,7.8,99,3.9,4.5,0.17699999999999999,7,0.27600000000000002,11,0.433,23.18,3.59,1580,37.96,114,2.74,8.3000000000000007,3.25,2.21,0.87,160,9.8000000000000007,23,1.4,"200x100"]
[null,null,null,null,null,null,null,null,null,null,null,null,null,null,null,null,null,null,null,null,null,null,null,null,null,null,null,null,null,null,null,null,null,null,null,null,null,null,null,8,"200x100x5.5x8","200x100",21.3,14.3,200,7.87,100,3.94,5.5,0.217,8,0.315,11,0.433,27.16,4.21,1840,44.21,134,3.22,8.1999999999999993,3.24,2.2200000000000002,0.87,184,11.2,27,1.64]
[null,null,null,null,null,null,null,null,null,null,null,null,null,null,null,null,null,null,null,null,null,null,null,null,null,null,null,null,null,null,null,null,null,null,null,null,null,null,null,9,"200x150x6x9","200x150",30.6,20.6,194,7.64,150,5.91,6,0.23599999999999999,9,0.35399999999999998,13,0.51200000000000001,39.01,6.05,2690,64.63,507,12.18,8.3000000000000007,3.27,3.61,1.42,227,16.899999999999999,68,4.13,"200x150"]
[null,null,null,null,null,null,null,null,null,null,null,null,null,null,null,null,null,null,null,null,null,null,null,null,null,null,null,null,null,null,null,null,null,null,null,null,null,null,null,10,"200x200x8x12","200x200",49.9,33.5,200,7.87,200,7.87,8,0.315,12,0.47199999999999998,13,0.51200000000000001,63.53,9.85,4720,113.4,1600,38.44,8.6,3.39,5.0199999999999996,1.98,472,28.8,160,9.76,"200x200"]
[null,null,null,null,null,null,null,null,null,null,null,null,null,null,null,null,null,null,null,null,null,null,null,null,null,null,null,null,null,null,null,null,null,null,null,null,null,null,null,11,"200x200x12x12","200x200",56.2,37.799999999999997,200,7.87,204,8.0299999999999994,12,0.47199999999999998,12,0.47199999999999998,13,0.51200000000000001,71.53,11.09,4980,119.64,1700,40.840000000000003,8.4,3.29,4.88,1.92,498,30.4,167,10.19]
[null,null,null,null,null,null,null,null,null,null,null,null,null,null,null,null,null,null,null,null,null,null,null,null,null,null,null,null,null,null,null,null,null,null,null,null,null,null,null,12,"200x200x10x16","200x200",65.7,44.2,208,8.19,202,7.95,10,0.39400000000000002,16,0.63,13,0.51200000000000001,83.69,12.97,6530,156.88,2200,52.86,8.8000000000000007,3.48,5.13,2.02,628,38.299999999999997,218,13.3]
[null,null,null,null,null,null,null,null,null,null,null,null,null,null,null,null,null,null,null,null,null,null,null,null,null,null,null,null,null,null,null,null,null,null,null,null,null,null,null,13,"250x125x5x8","250x125",25.7,17.3,248,9.76,124,4.88,5,0.19700000000000001,8,0.315,12,0.47199999999999998,32.68,5.07,3540,85.05,255,6.13,10.4,4.09,2.79,1.1000000000000001,285,17.399999999999999,41,2.5099999999999998,"250x125"]
[null,null,null,null,null,null,null,null,null,null,null,null,null,null,null,null,null,null,null,null,null,null,null,null,null,null,null,null,null,null,null,null,null,null,null,null,null,null,null,14,"250x125x6x9","250x125",29.6,19.899999999999999,250,9.84,125,4.92,6,0.23599999999999999,9,0.35399999999999998,12,0.47199999999999998,37.659999999999997,5.84,4050,97.3,294,7.06,10.4,4.09,2.79,1.1000000000000001,324,19.8,47,2.87]
[null,null,null,null,null,null,null,null,null,null,null,null,null,null,null,null,null,null,null,null,null,null,null,null,null,null,null,null,null,null,null,null,null,null,null,null,null,null,null,15,"250x175x7x11","250x175",44.1,29.6,244,9.61,175,6.89,7,0.27600000000000002,11,0.433,16,0.63,56.24,8.7200000000000006,6120,147.03,984,23.64,10.4,4.09,4.18,1.65,502,30.6,113,6.9,"250x175"]
[null,null,null,null,null,null,null,null,null,null,null,null,null,null,null,null,null,null,null,null,null,null,null,null,null,null,null,null,null,null,null,null,null,null,null,null,null,null,null,16,"250x250x11x11","250x250",64.400000000000006,43.3,244,9.61,252,9.92,11,0.433,11,0.433,16,0.63,82.06,12.72,8790,211.18,2940,70.63,10.3,4.0599999999999996,5.98,2.35,720,43.9,233,14.22,"250x250"]
[null,null,null,null,null,null,null,null,null,null,null,null,null,null,null,null,null,null,null,null,null,null,null,null,null,null,null,null,null,null,null,null,null,null,null,null,null,null,null,17,"250x250x8x13","250x250",66.5,44.7,248,9.76,249,9.8000000000000007,8,0.315,13,0.51200000000000001,16,0.63,84.7,13.13,9930,238.57,3350,80.48,10.8,4.25,6.29,2.48,801,48.9,269,16.420000000000002]
[null,null,null,null,null,null,null,null,null,null,null,null,null,null,null,null,null,null,null,null,null,null,null,null,null,null,null,null,null,null,null,null,null,null,null,null,null,null,null,18,"250x250x9x14","250x250",72.400000000000006,48.7,250,9.84,250,9.84,9,0.35399999999999998,14,0.55100000000000005,16,0.63,92.18,14.29,10800,259.47000000000003,3650,87.69,10.8,4.25,6.29,2.48,867,52.9,292,17.82]
[null,null,null,null,null,null,null,null,null,null,null,null,null,null,null,null,null,null,null,null,null,null,null,null,null,null,null,null,null,null,null,null,null,null,null,null,null,null,null,19,"250x250x14x14","250x250",82.2,55.2,250,9.84,255,10.039999999999999,14,0.55100000000000005,14,0.55100000000000005,16,0.63,104.7,16.23,11500,276.29000000000002,3880,93.22,10.5,4.13,6.09,2.4,919,56.1,304,18.55]
[null,null,null,null,null,null,null,null,null,null,null,null,null,null,null,null,null,null,null,null,null,null,null,null,null,null,null,null,null,null,null,null,null,null,null,null,null,null,null,20,"300x150 x5.5x8","300x150 ",32,21.5,298,11.73,149,5.87,5.5,0.217,8,0.315,13,0.51200000000000001,40.799999999999997,6.32,6320,151.84,442,10.62,12.4,4.88,3.29,1.3,424,25.9,59,3.62,"300x150"]
[null,null,null,null,null,null,null,null,null,null,null,null,null,null,null,null,null,null,null,null,null,null,null,null,null,null,null,null,null,null,null,null,null,null,null,null,null,null,null,21,"300x150 x6.5x9","300x150 ",36.700000000000003,24.7,300,11.81,150,5.91,6.5,0.25600000000000001,9,0.35399999999999998,13,0.51200000000000001,46.78,7.25,7210,173.22,508,12.2,12.4,4.88,3.29,1.3,481,29.4,68,4.13]
[null,null,null,null,null,null,null,null,null,null,null,null,null,null,null,null,null,null,null,null,null,null,null,null,null,null,null,null,null,null,null,null,null,null,null,null,null,null,null,22,"300x200x8x12","300x200",56.8,38.200000000000003,294,11.57,200,7.87,8,0.315,12,0.47199999999999998,18,0.70899999999999996,72.38,11.22,11300,271.48,1600,38.44,12.5,4.92,4.71,1.85,771,47,160,9.76,"300x200"]
[null,null,null,null,null,null,null,null,null,null,null,null,null,null,null,null,null,null,null,null,null,null,null,null,null,null,null,null,null,null,null,null,null,null,null,null,null,null,null,23,"300x200x9x14","300x200",65.400000000000006,44,298,11.73,201,7.91,9,0.35399999999999998,14,0.55100000000000005,18,0.70899999999999996,83.36,12.92,13300,319.52999999999997,1900,45.65,12.6,4.96,4.7699999999999996,1.88,893,54.5,189,11.53]
[null,null,null,null,null,null,null,null,null,null,null,null,null,null,null,null,null,null,null,null,null,null,null,null,null,null,null,null,null,null,null,null,null,null,null,null,null,null,null,24,"300x300x12x12","300x300",84.5,56.8,294,11.57,302,11.89,12,0.47199999999999998,12,0.47199999999999998,18,0.70899999999999996,107.7,16.690000000000001,16900,406,5520,133,12.5,4.92,7.16,2.82,1150,70.2,365,22.27,"300x300"]
[null,null,null,null,null,null,null,null,null,null,null,null,null,null,null,null,null,null,null,null,null,null,null,null,null,null,null,null,null,null,null,null,null,null,null,null,null,null,null,25,"300x300x9x14","300x300",87,58.5,298,11.73,299,11.77,9,0.35399999999999998,14,0.55100000000000005,18,0.70899999999999996,110.8,17.170000000000002,18800,452,6240,150,13,5.12,7.51,2.96,1270,77.5,417,25.4]
[null,null,null,null,null,null,null,null,null,null,null,null,null,null,null,null,null,null,null,null,null,null,null,null,null,null,null,null,null,null,null,null,null,null,null,null,null,null,null,26,"300x300x10x15","300x300",94,63.2,300,11.81,300,11.81,10,0.39400000000000002,15,0.59099999999999997,18,0.70899999999999996,119.8,18.57,20400,490,6750,162,13.1,5.16,7.51,2.96,1360,83,450,27.5]
[null,null,null,null,null,null,null,null,null,null,null,null,null,null,null,null,null,null,null,null,null,null,null,null,null,null,null,null,null,null,null,null,null,null,null,null,null,null,null,27,"300x300x15x15","300x300",106,71.2,300,11.81,305,12.01,15,0.59099999999999997,15,0.59099999999999997,18,0.70899999999999996,134.80000000000001,20.89,21500,516.54,7100,170.58,12.6,4.96,7.26,2.86,1440,87.9,466,28.4]
[null,null,null,null,null,null,null,null,null,null,null,null,null,null,null,null,null,null,null,null,null,null,null,null,null,null,null,null,null,null,null,null,null,null,null,null,null,null,null,28,"300x300x11x17","300x300",106,71.2,304,11.97,301,11.85,11,0.433,17,0.66900000000000004,18,0.70899999999999996,134.80000000000001,20.89,23400,562.19000000000005,7730,185.71,13.2,5.2,7.57,2.98,1540,94,514,31.37]
[null,null,null,null,null,null,null,null,null,null,null,null,null,null,null,null,null,null,null,null,null,null,null,null,null,null,null,null,null,null,null,null,null,null,null,null,null,null,null,29,"350x175x6x9","350x175",41.4,27.8,346,13.62,174,6.85,6,0.23599999999999999,9,0.35399999999999998,14,0.55100000000000005,52.68,8.17,11100,266.68,792,19.03,14.5,5.71,3.88,1.53,641,39.1,91,5.55,"350x175"]
[null,null,null,null,null,null,null,null,null,null,null,null,null,null,null,null,null,null,null,null,null,null,null,null,null,null,null,null,null,null,null,null,null,null,null,null,null,null,null,30,"350x175x7x11","350x175",49.6,33.299999999999997,350,13.78,175,6.89,7,0.27600000000000002,11,0.433,14,0.55100000000000005,63.14,9.7899999999999991,13600,326.74,984,23.64,14.7,5.79,3.95,1.56,775,47.3,112,6.83]
[null,null,null,null,null,null,null,null,null,null,null,null,null,null,null,null,null,null,null,null,null,null,null,null,null,null,null,null,null,null,null,null,null,null,null,null,null,null,null,31,"350x175x8x13","350x175",57.8,38.799999999999997,354,13.94,176,6.93,8,0.315,13,0.51200000000000001,14,0.55100000000000005,73.680000000000007,11.42,16100,386.8,1180,28.35,14.8,5.83,4.01,1.58,909,55.5,134,8.18]
[null,null,null,null,null,null,null,null,null,null,null,null,null,null,null,null,null,null,null,null,null,null,null,null,null,null,null,null,null,null,null,null,null,null,null,null,null,null,null,32,"350x250x8x12","350x250",69.2,46.5,336,13.23,249,9.8000000000000007,8,0.315,12,0.47199999999999998,20,0.78700000000000003,88.15,13.66,18500,444.46,3090,74.239999999999995,14.5,5.71,5.92,2.33,1100,67.099999999999994,248,15.13,"350x250"]
[null,null,null,null,null,null,null,null,null,null,null,null,null,null,null,null,null,null,null,null,null,null,null,null,null,null,null,null,null,null,null,null,null,null,null,null,null,null,null,33,"350x250x9x14","350x250",79.7,53.6,340,13.39,250,9.84,9,0.35399999999999998,14,0.55100000000000005,20,0.78700000000000003,101.5,15.73,21700,521.34,3650,87.69,14.6,5.75,6,2.36,1280,78.099999999999994,292,17.82]
[null,null,null,null,null,null,null,null,null,null,null,null,null,null,null,null,null,null,null,null,null,null,null,null,null,null,null,null,null,null,null,null,null,null,null,null,null,null,null,34,"350x350x13x13","350x350",106,71.2,338,13.31,351,13.82,13,0.51200000000000001,13,0.51200000000000001,20,0.78700000000000003,135.30000000000001,20.97,28200,677.51,9380,225.36,14.4,5.67,8.33,3.28,1670,101.9,534,32.590000000000003,"350x350"]
[null,null,null,null,null,null,null,null,null,null,null,null,null,null,null,null,null,null,null,null,null,null,null,null,null,null,null,null,null,null,null,null,null,null,null,null,null,null,null,35,"350x350x10x16","350x350",115,77.3,344,13.54,348,13.7,10,0.39400000000000002,16,0.63,20,0.78700000000000003,146,22.63,33300,800.04,11200,269.08,15.1,5.94,8.7799999999999994,3.46,1940,118.4,646,39.42]
[null,null,null,null,null,null,null,null,null,null,null,null,null,null,null,null,null,null,null,null,null,null,null,null,null,null,null,null,null,null,null,null,null,null,null,null,null,null,null,36,"350x350x16x16","350x350",131,88,344,13.54,354,13.94,16,0.63,16,0.63,20,0.78700000000000003,166.6,25.82,35300,848.09,11800,283.5,14.6,5.75,8.43,3.32,2050,125.1,669,40.82]
[null,null,null,null,null,null,null,null,null,null,null,null,null,null,null,null,null,null,null,null,null,null,null,null,null,null,null,null,null,null,null,null,null,null,null,null,null,null,null,37,"350x350x12x19","350x350",137,92.1,350,13.78,350,13.78,12,0.47199999999999998,19,0.748,20,0.78700000000000003,173.9,26.95,40300,968.21,13600,326.74,15.2,5.98,8.84,3.48,2300,140.4,776,47.35]
[null,null,null,null,null,null,null,null,null,null,null,null,null,null,null,null,null,null,null,null,null,null,null,null,null,null,null,null,null,null,null,null,null,null,null,null,null,null,null,38,"350x350x19x19","350x350",156,104.8,350,13.78,357,14.06,19,0.748,19,0.748,20,0.78700000000000003,198.4,30.75,42800,1030,11400,345.96,14.7,5.79,8.5299999999999994,3.36,2450,149.5,809,49.37]
[null,null,null,null,null,null,null,null,null,null,null,null,null,null,null,null,null,null,null,null,null,null,null,null,null,null,null,null,null,null,null,null,null,null,null,null,null,null,null,39,"400x200x7x11","400x200",55.6,38,396,15.59,199,7.83,7,0.27600000000000002,11,0.433,16,0.63,72.16,11.18,20000,480.5,1450,34.840000000000003,16.7,6.57,4.4800000000000004,1.76,1010,61.6,145,8.85,"400x200"]
[null,null,null,null,null,null,null,null,null,null,null,null,null,null,null,null,null,null,null,null,null,null,null,null,null,null,null,null,null,null,null,null,null,null,null,null,null,null,null,40,"400x200x8x13","400x200",66,44.4,400,15.75,200,7.87,8,0.315,13,0.51200000000000001,16,0.63,84.12,13.04,23700,569.39,1740,41.8,16.8,6.61,4.54,1.79,1190,72.599999999999994,174,10.62]
[null,null,null,null,null,null,null,null,null,null,null,null,null,null,null,null,null,null,null,null,null,null,null,null,null,null,null,null,null,null,null,null,null,null,null,null,null,null,null,41,"400x200x9x15","400x200",75.5,50.7,404,15.91,201,7.91,9,0.35399999999999998,15,0.59099999999999997,16,0.63,96.16,14.9,27500,660.69,2030,48.77,16.899999999999999,6.65,4.5999999999999996,1.81,1360,83,202,12.33]
[null,null,null,null,null,null,null,null,null,null,null,null,null,null,null,null,null,null,null,null,null,null,null,null,null,null,null,null,null,null,null,null,null,null,null,null,null,null,null,42,"400x300x9x14","400x300",94.3,63.4,386,15.2,299,11.77,9,0.35399999999999998,14,0.55100000000000005,22,0.86599999999999999,120.1,18.62,33700,809.65,6240,149.91999999999999,16.7,6.57,7.21,2.84,1740,106.2,418,25.51,"400x300"]
[null,null,null,null,null,null,null,null,null,null,null,null,null,null,null,null,null,null,null,null,null,null,null,null,null,null,null,null,null,null,null,null,null,null,null,null,null,null,null,43,"400x300x10x16","400x300",107,71.900000000000006,390,15.35,300,11.81,10,0.39400000000000002,16,0.63,22,0.86599999999999999,136,21.08,38700,929.77,7210,173.22,16.899999999999999,6.65,7.28,2.87,1980,120.8,481,29.35]
[null,null,null,null,null,null,null,null,null,null,null,null,null,null,null,null,null,null,null,null,null,null,null,null,null,null,null,null,null,null,null,null,null,null,null,null,null,null,null,44,"400x400x15x15","400x400",140,94.1,388,15.28,402,15.83,15,0.59099999999999997,15,0.59099999999999997,22,0.86599999999999999,178.5,27.67,49000,1177.23,16300,391.61,16.600000000000001,6.54,9.5399999999999991,3.76,2520,153.80000000000001,809,49.37,"400x400"]
[null,null,null,null,null,null,null,null,null,null,null,null,null,null,null,null,null,null,null,null,null,null,null,null,null,null,null,null,null,null,null,null,null,null,null,null,null,null,null,45,"400x400x11x18","400x400",147,98.8,394,15.51,398,15.67,11,0.433,18,0.70899999999999996,22,0.86599999999999999,186.8,28.95,56100,1347.81,18900,454.07,17.3,6.81,10.1,3.98,2850,173.9,951,58.03]
[null,null,null,null,null,null,null,null,null,null,null,null,null,null,null,null,null,null,null,null,null,null,null,null,null,null,null,null,null,null,null,null,null,null,null,null,null,null,null,46,"400x400x18x18","400x400",168,112.9,394,15.51,405,15.94,18,0.70899999999999996,18,0.70899999999999996,22,0.86599999999999999,214.4,33.229999999999997,59700,1434.3,20000,480.5,16.7,6.57,9.65,3.8,3030,184.9,985,60.11]
[null,null,null,null,null,null,null,null,null,null,null,null,null,null,null,null,null,null,null,null,null,null,null,null,null,null,null,null,null,null,null,null,null,null,null,null,null,null,null,47,"400x400x13x21","400x400",172,115.6,400,15.75,400,15.75,13,0.51200000000000001,21,0.82699999999999996,22,0.86599999999999999,218.7,33.9,66600,1600.07,22400,538.16,17.5,6.89,10.1,3.98,3330,203.2,1120,68.349999999999994]
[null,null,null,null,null,null,null,null,null,null,null,null,null,null,null,null,null,null,null,null,null,null,null,null,null,null,null,null,null,null,null,null,null,null,null,null,null,null,null,48,"400x400x21x21","400x400",197,132.4,400,15.75,408,16.059999999999999,21,0.82699999999999996,21,0.82699999999999996,22,0.86599999999999999,250.7,38.86,70900,1703.38,23800,571.79999999999995,16.8,6.61,9.75,3.84,3540,216,1170,71.400000000000006]
[null,null,null,null,null,null,null,null,null,null,null,null,null,null,null,null,null,null,null,null,null,null,null,null,null,null,null,null,null,null,null,null,null,null,null,null,null,null,null,49,"400x400x18x28","400x400",232,155.9,414,16.3,405,15.94,18,0.70899999999999996,28,1.1020000000000001,22,0.86599999999999999,295.39999999999998,45.79,92800,2229.5300000000002,31000,744.78,17.7,6.97,10.199999999999999,4.0199999999999996,4480,273.39999999999998,1530,93.37]
[null,null,null,null,null,null,null,null,null,null,null,null,null,null,null,null,null,null,null,null,null,null,null,null,null,null,null,null,null,null,null,null,null,null,null,null,null,null,null,50,"450x200x8x12","450x200",66.2,44.5,446,17.559999999999999,199,7.83,8,0.315,12,0.47199999999999998,18,0.70899999999999996,84.3,13.07,28700,689.52,1580,37.96,18.5,7.28,4.33,1.7,1290,78.7,159,9.6999999999999993,"450x200"]
[null,null,null,null,null,null,null,null,null,null,null,null,null,null,null,null,null,null,null,null,null,null,null,null,null,null,null,null,null,null,null,null,null,null,null,null,null,null,null,51,"450x200x9x14","450x200",76,51.1,450,17.72,200,7.87,9,0.35399999999999998,14,0.55100000000000005,18,0.70899999999999996,96.76,15,33500,804.84,1870,44.93,18.600000000000001,7.32,4.4000000000000004,1.73,1490,90.9,187,11.41]
[null,null,null,null,null,null,null,null,null,null,null,null,null,null,null,null,null,null,null,null,null,null,null,null,null,null,null,null,null,null,null,null,null,null,null,null,null,null,null,52,"450x200x10x17","450x200",88.9,59.7,456,17.95,201,7.91,10,0.39400000000000002,17,0.66900000000000004,18,0.70899999999999996,113.3,17.559999999999999,40400,970.61,2310,55.5,18.899999999999999,7.44,4.51,1.78,1770,108,230,14.04]
[null,null,null,null,null,null,null,null,null,null,null,null,null,null,null,null,null,null,null,null,null,null,null,null,null,null,null,null,null,null,null,null,null,null,null,null,null,null,null,53,"450x300x10x17","450x300",106,71.2,434,17.09,299,11.81,10,0.39400000000000002,17,0.59099999999999997,24,0.94499999999999995,135,20.93,46800,1124.3699999999999,6690,160.72999999999999,18.600000000000001,7.32,7.04,2.77,2160,131.80000000000001,448,27.34,"450x300"]
[null,null,null,null,null,null,null,null,null,null,null,null,null,null,null,null,null,null,null,null,null,null,null,null,null,null,null,null,null,null,null,null,null,null,null,null,null,null,null,54,"450x300x11x18","450x300",124,83.3,440,17.32,300,11.81,11,0.433,18,0.70899999999999996,24,0.94499999999999995,157.4,24.4,56100,1347.81,8110,194.84,18.899999999999999,7.44,7.18,2.83,2550,155.6,541,33.01]
[null,null,null,null,null,null,null,null,null,null,null,null,null,null,null,null,null,null,null,null,null,null,null,null,null,null,null,null,null,null,null,null,null,null,null,null,null,null,null,55,"450x300x13x21","450x300",145,97.4,446,17.559999999999999,302,11.89,13,0.51200000000000001,21,0.82699999999999996,24,0.94499999999999995,184.3,28.57,66400,1595.27,9660,232.08,19,7.48,7.24,2.85,2980,181.9,639,38.99]
[null,null,null,null,null,null,null,null,null,null,null,null,null,null,null,null,null,null,null,null,null,null,null,null,null,null,null,null,null,null,null,null,null,null,null,null,null,null,null,56,"500x200x9x14","500x200",79.5,53.4,496,19.53,199,7.83,9,0.35399999999999998,14,0.55100000000000005,20,0.78700000000000003,101.3,15.7,41900,1006.65,1840,44.21,20.3,7.99,4.2699999999999996,1.68,1690,103.1,185,11.29,"500x200"]
[null,null,null,null,null,null,null,null,null,null,null,null,null,null,null,null,null,null,null,null,null,null,null,null,null,null,null,null,null,null,null,null,null,null,null,null,null,null,null,57,"500x200x10x16","500x200",89.6,60.2,500,19.690000000000001,200,7.87,10,0.39400000000000002,16,0.63,20,0.78700000000000003,114.2,17.7,47800,1148.4000000000001,2140,51.41,20.5,8.07,4.33,1.7,1910,116.6,214,13.06]
[null,null,null,null,null,null,null,null,null,null,null,null,null,null,null,null,null,null,null,null,null,null,null,null,null,null,null,null,null,null,null,null,null,null,null,null,null,null,null,58,"500x200x11x19","500x200",103,69.2,506,19.920000000000002,201,7.91,11,0.433,19,0.748,20,0.78700000000000003,131.30000000000001,20.350000000000001,56500,1357.42,2580,61.98,20.7,8.15,4.43,1.74,2230,136.1,257,15.68]
[null,null,null,null,null,null,null,null,null,null,null,null,null,null,null,null,null,null,null,null,null,null,null,null,null,null,null,null,null,null,null,null,null,null,null,null,null,null,null,59,"500x300x11x15","500x300",114,76.599999999999994,482,18.98,300,11.81,11,0.433,15,0.59099999999999997,26,1.024,145.5,22.55,60400,1451.12,6760,162.41,20.399999999999999,8.0299999999999994,6.82,2.69,2500,152.6,451,27.52,"500x300"]
[null,null,null,null,null,null,null,null,null,null,null,null,null,null,null,null,null,null,null,null,null,null,null,null,null,null,null,null,null,null,null,null,null,null,null,null,null,null,null,60,"500x300x11x18","500x300",128,86,488,19.21,300,11.81,11,0.433,18,0.70899999999999996,26,1.024,163.5,25.34,71000,1705.78,8110,194.84,20.8,8.19,7.04,2.77,2910,177.6,541,33.01]
[null,null,null,null,null,null,null,null,null,null,null,null,null,null,null,null,null,null,null,null,null,null,null,null,null,null,null,null,null,null,null,null,null,null,null,null,null,null,null,61,"500x300x13x21","500x300",150,100.8,494,19.45,302,11.89,13,0.51200000000000001,21,0.82699999999999996,26,1.024,191.4,29.67,83800,2013.3,9660,232.08,20.9,8.23,7.1,2.8,3390,208.9,640,39.06]
[null,null,null,null,null,null,null,null,null,null,null,null,null,null,null,null,null,null,null,null,null,null,null,null,null,null,null,null,null,null,null,null,null,null,null,null,null,null,null,62,"600x200x10x15","600x200",94.6,63.6,596,23.46,199,7.83,10,0.39400000000000002,15,0.59099999999999997,22,0.86599999999999999,120.5,18.68,68700,1650.52,1980,47.57,23.9,9.41,4.05,1.59,2310,141,199,12.14,"600x200"]
[null,null,null,null,null,null,null,null,null,null,null,null,null,null,null,null,null,null,null,null,null,null,null,null,null,null,null,null,null,null,null,null,null,null,null,null,null,null,null,63,"600x200x11x17","600x200",106,71.2,600,23.62,200,7.87,11,0.433,17,0.66900000000000004,22,0.86599999999999999,134.4,20.83,77600,1864.35,2280,54.78,24,9.4499999999999993,4.12,1.62,2590,158.1,228,13.91]
[null,null,null,null,null,null,null,null,null,null,null,null,null,null,null,null,null,null,null,null,null,null,null,null,null,null,null,null,null,null,null,null,null,null,null,null,null,null,null,64,"600x200x12x20","600x200",120,80.599999999999994,606,23.86,201,7.91,12,0.47199999999999998,20,0.78700000000000003,22,0.86599999999999999,152.5,23.67,90400,2171.87,2720,65.349999999999994,24.3,9.57,4.22,1.66,2980,181.9,271,16.54]
[null,null,null,null,null,null,null,null,null,null,null,null,null,null,null,null,null,null,null,null,null,null,null,null,null,null,null,null,null,null,null,null,null,null,null,null,null,null,null,65,"600x200x13x23","600x200",134,90.1,612,24.09,202,7.95,13,0.51200000000000001,23,0.90600000000000003,22,0.86599999999999999,170.7,26.46,103000,2474.58,3180,76.400000000000006,24.6,9.69,4.3099999999999996,1.7,3380,206.3,314,19.16]
[null,null,null,null,null,null,null,null,null,null,null,null,null,null,null,null,null,null,null,null,null,null,null,null,null,null,null,null,null,null,null,null,null,null,null,null,null,null,null,66,"600x300x12x17","600x300",137,92.1,582,22.91,300,11.81,12,0.47199999999999998,17,0.66900000000000004,28,1.1020000000000001,174.5,27.05,103000,2474.58,7670,184.27,24.3,9.57,6.63,2.61,3530,215.4,511,31.18,"600x300"]
[null,null,null,null,null,null,null,null,null,null,null,null,null,null,null,null,null,null,null,null,null,null,null,null,null,null,null,null,null,null,null,null,null,null,null,null,null,null,null,67,"600x300x12x20","600x300",151,101.5,588,23.15,300,11.81,12,0.47199999999999998,20,0.78700000000000003,28,1.1020000000000001,192.5,29.84,118000,2834.96,9020,216.71,24.8,9.76,6.85,2.7,4020,245.3,601,36.68]
[null,null,null,null,null,null,null,null,null,null,null,null,null,null,null,null,null,null,null,null,null,null,null,null,null,null,null,null,null,null,null,null,null,null,null,null,null,null,null,68,{"$f":"AP285&\"x\"&AW285&\"x\"&AY285","v":"600x300x14x23"},"600x300",175,117.6,594,23.39,302,11.89,14,0.55100000000000005,23,0.90600000000000003,28,1.1020000000000001,222.4,34.47,137000,3291.44,10600,254.67,24.9,9.8000000000000007,6.9,2.72,4620,281.89999999999998,701,42.78]
[null,null,null,null,null,null,null,null,null,null,null,null,null,null,null,null,null,null,null,null,null,null,null,null,null,null,null,null,null,null,null,null,null,null,null,null,null,null,null,69,"700x300x13x20","700x300",166,111.6,692,27.24,300,11.81,13,0.51200000000000001,20,0.78700000000000003,28,1.1000000000000001,211.5,32.78,172000,4132.32,9020,216.71,28.6,11.26,6.53,2.57,4980,303.89999999999998,602,36.74,"700x300"]
[null,null,null,null,null,null,null,null,null,null,null,null,null,null,null,null,null,null,null,null,null,null,null,null,null,null,null,null,null,null,null,null,null,null,null,null,null,null,null,70,"700x300x13x24","700x300",185,124.3,700,27.56,300,11.81,13,0.51200000000000001,24,0.94499999999999995,28,1.1000000000000001,235.5,36.5,201000,4829.04,10800,259.47000000000003,29.3,11.54,6.78,2.67,5760,351.5,722,44.06]
[null,null,null,null,null,null,null,null,null,null,null,null,null,null,null,null,null,null,null,null,null,null,null,null,null,null,null,null,null,null,null,null,null,null,null,null,null,null,null,71,"800x300x14x22","800x300",191,128.4,792,31.18,300,11.81,14,0.55100000000000005,22,0.86599999999999999,28,1.1020000000000001,243.4,37.729999999999997,254000,6102.37,9930,238.57,32.299999999999997,12.72,6.39,2.52,6410,391.2,662,40.4,"800x300"]
[null,null,null,null,null,null,null,null,null,null,null,null,null,null,null,null,null,null,null,null,null,null,null,null,null,null,null,null,null,null,null,null,null,null,null,null,null,null,null,72,"800x300x14x26","800x300",210,141.1,800,31.5,300,11.81,14,0.55100000000000005,26,1.024,28,1.1020000000000001,267.39999999999998,41.45,292000,7015.33,11700,281.08999999999997,33,12.99,6.62,2.61,7290,444.9,782,47.72]
[null,null,null,null,null,null,null,null,null,null,null,null,null,null,null,null,null,null,null,null,null,null,null,null,null,null,null,null,null,null,null,null,null,null,null,null,null,null,null,73,"900x300x16x28","900x300",243,160.69999999999999,900,35.43,300,11.81,16,0.65,28,1.1080000000000001,28,1.1020000000000001,309.8,48.02,411000,9874,12600,303,36.4,14.33,6.39,2.52,11800,720,1140,69.569999999999993,"900x300"]
[]
[]
[]
[null,null,null,null,null,null,null,null,null,null,null,null,null,null,null,null,null,null,null,null,null,null,null,null,null,null,null,null,null,null,null,null,null,null,null,null,null,null,null,null,null,null,null,null,null,"I-Sections"]
[]
[null,null,null,null,null,null,null,null,null,null,null,null,null,null,null,null,null,null,null,null,null,null,null,null,null,null,null,null,null,null,null,null,null,null,null,null,null,null,null,null,null,null,null,null,null,"TIS / JIS STANDARDS"]
[]
[null,null,null,null,null,null,null,null,null,null,null,null,null,null,null,null,null,null,null,null,null,null,null,null,null,null,null,null,null,null,null,null,null,null,null,null,null,null,null,null,null,null,null,null,null,"(TIS 1227 : 1996 / JIS G3192 : 1990)"]
[]
[null,null,null,null,null,null,null,null,null,null,null,null,null,null,null,null,null,null,null,null,null,null,null,null,null,null,null,null,null,null,null,null,null,null,null,null,null,null,null,null,null,null,null,null,null,"Size & Properties"]
[]
[]
[null,null,null,null,null,null,null,null,null,null,null,null,null,null,null,null,null,null,null,null,null,null,null,null,null,null,null,null,null,null,null,null,null,null,null,null,null,null,null,null,null,"Standard Sectional",null,null,null,null,"Sectional Area","Weight (kg/m.)","Reference"]
[null,null,null,null,null,null,null,null,null,null,null,null,null,null,null,null,null,null,null,null,null,null,null,null,null,null,null,null,null,null,null,null,null,null,null,null,null,null,null,null,null,"Dimension (mm.)",null,null,null,null,"(cm2)"]
[null,null,null,null,null,null,null,null,null,null,null,null,null,null,null,null,null,null,null,null,null,null,null,null,null,null,null,null,null,null,null,null,null,null,null,null,null,null,null,null,null,"H x B","t1","t2","r1","r2",null,null,"Geometrical Moment",null,"Radius of Gyration (cm)",null,"Modulus of Section (cm3)"]
[null,null,null,null,null,null,null,null,null,null,null,null,null,null,null,null,null,null,null,null,null,null,null,null,null,null,null,null,null,null,null,null,null,null,null,null,null,null,null,null,null,null,null,null,null,null,null,null,"of Inertia (cm4)"]
[null,null,null,null,null,null,null,null,null,null,null,null,null,null,null,null,null,null,null,null,null,null,null,null,null,null,null,null,null,null,null,null,null,null,null,null,null,null,null,null,null,null,null,null,null,null,null,null,"lx","ly","ix","iy","Zx","Zy"]
[null,null,null,null,null,null,null,null,null,null,null,null,null,null,null,null,null,null,null,null,null,null,null,null,null,null,null,null,null,null,null,null,null,null,null,null,null,null,null,1,{"$f":"AP308&\"x\"&AQ308&\"x\"&AR308","v":"100x75x5x8"},"100x75",5,8,7,3.5,16.43,12.9,281,47.3,4.1399999999999997,1.7,56.2,12.6]
[null,null,null,null,null,null,null,null,null,null,null,null,null,null,null,null,null,null,null,null,null,null,null,null,null,null,null,null,null,null,null,null,null,null,null,null,null,null,null,2,{"$f":"AP309&\"x\"&AQ309&\"x\"&AR309","v":"125x75x5.5x9.5"},"125x75",5.5,9.5,9,4.5,20.45,16.100000000000001,538,57.5,5.13,1.68,86,15.3]
[null,null,null,null,null,null,null,null,null,null,null,null,null,null,null,null,null,null,null,null,null,null,null,null,null,null,null,null,null,null,null,null,null,null,null,null,null,null,null,3,"150x75x5.5x9.5","150x75",5.5,9.5,9,4.5,21.83,17.100000000000001,819,57.5,6.12,1.62,109,15.3]
[null,null,null,null,null,null,null,null,null,null,null,null,null,null,null,null,null,null,null,null,null,null,null,null,null,null,null,null,null,null,null,null,null,null,null,null,null,null,null,4,"150x125x8.5x14","150x125",8.5,14,13,6.5,46.15,36.200000000000003,1760,385,6.18,2.89,235,61.6]
[null,null,null,null,null,null,null,null,null,null,null,null,null,null,null,null,null,null,null,null,null,null,null,null,null,null,null,null,null,null,null,null,null,null,null,null,null,null,null,5,"180x100x6x10","180x100",6,10,10,5,30.06,23.6,1670,138,7.45,2.14,186,27.5]
[null,null,null,null,null,null,null,null,null,null,null,null,null,null,null,null,null,null,null,null,null,null,null,null,null,null,null,null,null,null,null,null,null,null,null,null,null,null,null,6,"200x100x7x10","200x100",7,10,10,5,33.06,26,2170,138,8.11,2.0499999999999998,217,27.7]
[null,null,null,null,null,null,null,null,null,null,null,null,null,null,null,null,null,null,null,null,null,null,null,null,null,null,null,null,null,null,null,null,null,null,null,null,null,null,null,7,"200x150x9x16","200x150",9,16,15,7.5,64.16,50.4,4460,753,8.34,3.43,446,100]
[null,null,null,null,null,null,null,null,null,null,null,null,null,null,null,null,null,null,null,null,null,null,null,null,null,null,null,null,null,null,null,null,null,null,null,null,null,null,null,8,{"$f":"AP315&\"x\"&AQ315&\"x\"&AR315","v":"250x125x7.5x12.5"},"250x125",7.5,12.5,12,6,48.79,38.299999999999997,5180,337,10.3,2.63,414,53.9]
[null,null,null,null,null,null,null,null,null,null,null,null,null,null,null,null,null,null,null,null,null,null,null,null,null,null,null,null,null,null,null,null,null,null,null,null,null,null,null,9,{"$f":"AP316&\"x\"&AQ316&\"x\"&AR316","v":"250x125x10x19"},"250x125",10,19,21,10.5,70.73,55.5,7310,538,10.199999999999999,2.76,585,86]
[null,null,null,null,null,null,null,null,null,null,null,null,null,null,null,null,null,null,null,null,null,null,null,null,null,null,null,null,null,null,null,null,null,null,null,null,null,null,null,10,"300x150x8x13","300x150",8,13,12,6,61.58,48.3,9480,588,12.4,3.09,632,78.400000000000006]
[null,null,null,null,null,null,null,null,null,null,null,null,null,null,null,null,null,null,null,null,null,null,null,null,null,null,null,null,null,null,null,null,null,null,null,null,null,null,null,11,"300x150x10x18.5","300x150",10,18.5,19,9.5,83.47,65.5,12700,886,12.3,3.26,849,118]
[null,null,null,null,null,null,null,null,null,null,null,null,null,null,null,null,null,null,null,null,null,null,null,null,null,null,null,null,null,null,null,null,null,null,null,null,null,null,null,12,"300x150x11.5x22","300x150",11.5,22,23,11.5,97.88,76.8,14700,1080,12.2,3.32,978,143]
[null,null,null,null,null,null,null,null,null,null,null,null,null,null,null,null,null,null,null,null,null,null,null,null,null,null,null,null,null,null,null,null,null,null,null,null,null,null,null,13,"350x150x9x15","350x150",9,15,13,6.5,74.58,58.5,15200,702,14.3,3.07,870,93.5]
[null,null,null,null,null,null,null,null,null,null,null,null,null,null,null,null,null,null,null,null,null,null,null,null,null,null,null,null,null,null,null,null,null,null,null,null,null,null,null,14,"350x150x12x24","350x150",12,24,25,12.5,111.1,87.2,22400,1180,14.2,3.26,1280,158]
[null,null,null,null,null,null,null,null,null,null,null,null,null,null,null,null,null,null,null,null,null,null,null,null,null,null,null,null,null,null,null,null,null,null,null,null,null,null,null,15,"400x150x10x18","400x150",10,18,17,8.5,91.73,72,24100,864,16.2,3.07,1200,115]
[null,null,null,null,null,null,null,null,null,null,null,null,null,null,null,null,null,null,null,null,null,null,null,null,null,null,null,null,null,null,null,null,null,null,null,null,null,null,null,16,"400x150x12.5x25","400x150",12.5,25,27,13.5,122.1,95.8,31700,1240,16.100000000000001,3.18,1580,165]
[null,null,null,null,null,null,null,null,null,null,null,null,null,null,null,null,null,null,null,null,null,null,null,null,null,null,null,null,null,null,null,null,null,null,null,null,null,null,null,17,"450x175x11x20","450x175",11,20,19,9.5,116.8,91.7,39200,1510,18.3,3.6,1740,173]
[null,null,null,null,null,null,null,null,null,null,null,null,null,null,null,null,null,null,null,null,null,null,null,null,null,null,null,null,null,null,null,null,null,null,null,null,null,null,null,18,"450x175x13x26","450x175",13,26,27,13.5,146.1,115,48800,2020,18.3,3.72,2170,231]
[null,null,null,null,null,null,null,null,null,null,null,null,null,null,null,null,null,null,null,null,null,null,null,null,null,null,null,null,null,null,null,null,null,null,null,null,null,null,null,19,{"$f":"AP326&\"x\"&AQ326&\"x\"&AR326","v":"600x190x13x25"},"600x190",13,25,25,12.5,169.4,133,98400,2460,24.1,3.81,3280,259]
[null,null,null,null,null,null,null,null,null,null,null,null,null,null,null,null,null,null,null,null,null,null,null,null,null,null,null,null,null,null,null,null,null,null,null,null,null,null,null,20,"600x190x16x35","600x190",16,35,38,19,224.5,176,130000,3540,24.1,3.97,4330,373]
[]
[]
[]
[null,null,null,null,null,null,null,null,null,null,null,null,null,null,null,null,null,null,null,null,null,null,null,null,null,null,null,null,null,null,null,null,null,null,null,null,null,null,null,null,null,null,null,null,null,null,null,"Light Lip Channel"]
[]
[]
[]
[]
[]
[]
[]
[]
[null,null,null,null,null,null,null,null,null,null,null,null,null,null,null,null,null,null,null,null,null,null,null,null,null,null,null,null,null,null,null,null,null,null,null,null,null,null,null,null,null,"Dimensions mm.",null,"Sectional Area cm2","Weight kg./m.","Center of Gravity cm.",null,"Secondary Moment of Area cm4",null,"Radius of Gyration of Area cm.",null,"Modulus of Section cm3",null,"Center of Shear cm."]
[null,null,null,null,null,null,null,null,null,null,null,null,null,null,null,null,null,null,null,null,null,null,null,null,null,null,null,null,null,null,null,null,null,null,null,null,null,null,null,null,null,"H x A x C","t",null,null,"Cx","Cy","Ix","Iy","ix","iy","Zx","Zy","Sx","Sy"]
[null,null,null,null,null,null,null,null,null,null,null,null,null,null,null,null,null,null,null,null,null,null,null,null,null,null,null,null,null,null,null,null,null,null,null,null,null,null,null,1,"250x75x25x4.5","250x75x25",4.5,18.920000000000002,14.9,0,2.0699999999999998,1690,129,9.44,2.62,135,23.8,5.0999999999999996,0]
[null,null,null,null,null,null,null,null,null,null,null,null,null,null,null,null,null,null,null,null,null,null,null,null,null,null,null,null,null,null,null,null,null,null,null,null,null,null,null,2,"200x75x25x4.5","200x75x25",4.5,16.670000000000002,13.1,0,2.3199999999999998,990,121,7.61,2.69,99,23.3,5.6,0]
[null,null,null,null,null,null,null,null,null,null,null,null,null,null,null,null,null,null,null,null,null,null,null,null,null,null,null,null,null,null,null,null,null,null,null,null,null,null,null,3,"200x75x25x4.0","200x75x25",4,14.95,11.7,0,2.3199999999999998,895,110,7.74,2.72,89.5,21.3,5.7,0]
[null,null,null,null,null,null,null,null,null,null,null,null,null,null,null,null,null,null,null,null,null,null,null,null,null,null,null,null,null,null,null,null,null,null,null,null,null,null,null,4,"200x75x25x3.2","200x75x25",3.2,12.13,9.52,0,2.33,736,92.3,7.7,2.76,73.599999999999994,17.8,5.7,0]
[null,null,null,null,null,null,null,null,null,null,null,null,null,null,null,null,null,null,null,null,null,null,null,null,null,null,null,null,null,null,null,null,null,null,null,null,null,null,null,5,"200x75x20x4.5","200x75x20",4.5,16.22,12.7,0,2.19,963,109,7.71,2.6,96.3,20.6,5.7,0]
[null,null,null,null,null,null,null,null,null,null,null,null,null,null,null,null,null,null,null,null,null,null,null,null,null,null,null,null,null,null,null,null,null,null,null,null,null,null,null,6,"200x75x20x4.0","200x75x20",4,14.55,11.4,0,2.19,871,100,7.74,2.62,87.1,18.899999999999999,5.3,0]
[null,null,null,null,null,null,null,null,null,null,null,null,null,null,null,null,null,null,null,null,null,null,null,null,null,null,null,null,null,null,null,null,null,null,null,null,null,null,null,7,"200x75x20x3.2","200x75x20",3.2,11.81,9.27,0,2.19,716,84.1,7.79,2.67,71.599999999999994,15.8,5.3,0]
[null,null,null,null,null,null,null,null,null,null,null,null,null,null,null,null,null,null,null,null,null,null,null,null,null,null,null,null,null,null,null,null,null,null,null,null,null,null,null,8,"150x75x25x4.5","150x75x25",4.5,14.42,11.3,0,2.65,501,109,5.9,2.75,66.900000000000006,22.5,5.4,0]
[null,null,null,null,null,null,null,null,null,null,null,null,null,null,null,null,null,null,null,null,null,null,null,null,null,null,null,null,null,null,null,null,null,null,null,null,null,null,null,9,"150x75x25x4.0","150x75x25",4,12.95,10.199999999999999,0,2.65,455,99.8,5.93,2.78,60.6,20.6,6.3,0]
[null,null,null,null,null,null,null,null,null,null,null,null,null,null,null,null,null,null,null,null,null,null,null,null,null,null,null,null,null,null,null,null,null,null,null,null,null,null,null,10,"150x75x25x3.2","150x75x25",3.2,10.53,8.27,0,2.66,375,83.6,5.97,2.82,50,17.3,6.3,0]
[null,null,null,null,null,null,null,null,null,null,null,null,null,null,null,null,null,null,null,null,null,null,null,null,null,null,null,null,null,null,null,null,null,null,null,null,null,null,null,11,"150x75x20x4.5","150x75x20",4.5,13.97,11,0,2.5,489,99.2,5.92,2.66,65.2,19.8,6.4,0]
[null,null,null,null,null,null,null,null,null,null,null,null,null,null,null,null,null,null,null,null,null,null,null,null,null,null,null,null,null,null,null,null,null,null,null,null,null,null,null,12,"150x75x20x4.0","150x75x20",4,12.55,9.85,0,2.5099999999999998,445,91,5.95,2.69,59.3,18.2,6,0]
[null,null,null,null,null,null,null,null,null,null,null,null,null,null,null,null,null,null,null,null,null,null,null,null,null,null,null,null,null,null,null,null,null,null,null,null,null,null,null,13,"150x75x20x3.2","150x75x20",3.2,10.210000000000001,8.01,0,2.5099999999999998,366,76.400000000000006,5.99,2.74,48.9,15.3,5.8,0]
[null,null,null,null,null,null,null,null,null,null,null,null,null,null,null,null,null,null,null,null,null,null,null,null,null,null,null,null,null,null,null,null,null,null,null,null,null,null,null,14,"150x65x20x4.0","150x65x20",4,11.75,9.2200000000000006,0,2.11,401,63.7,5.48,2.33,53.5,14.5,5.0999999999999996,0]
[null,null,null,null,null,null,null,null,null,null,null,null,null,null,null,null,null,null,null,null,null,null,null,null,null,null,null,null,null,null,null,null,null,null,null,null,null,null,null,15,"150x65x20x3.2","150x65x20",3.2,9.5670000000000002,7.51,0,2.11,332,53.8,5.89,2.37,44.3,12.2,5,0]
[null,null,null,null,null,null,null,null,null,null,null,null,null,null,null,null,null,null,null,null,null,null,null,null,null,null,null,null,null,null,null,null,null,null,null,null,null,null,null,16,"150x65x20x2.3","150x65x20",2.2999999999999998,7.0119999999999996,5.5,0,2.12,248,41.1,5.94,2.42,33,9.3699999999999992,5.0999999999999996,0]
[null,null,null,null,null,null,null,null,null,null,null,null,null,null,null,null,null,null,null,null,null,null,null,null,null,null,null,null,null,null,null,null,null,null,null,null,null,null,null,17,"150x50x20x4.5","150x50x20",4.5,11.72,9.1999999999999993,0,1.54,368,35.700000000000003,5.6,1.75,49,10.5,5.2,0]
[null,null,null,null,null,null,null,null,null,null,null,null,null,null,null,null,null,null,null,null,null,null,null,null,null,null,null,null,null,null,null,null,null,null,null,null,null,null,null,18,"150x50x20x3.2","150x50x20",3.2,8.6069999999999993,6.76,0,1.54,280,28.3,5.71,1.81,37.4,8.19,3.7,0]
[null,null,null,null,null,null,null,null,null,null,null,null,null,null,null,null,null,null,null,null,null,null,null,null,null,null,null,null,null,null,null,null,null,null,null,null,null,null,null,19,"150x50x20x2.3","150x50x20",2.2999999999999998,6.3220000000000001,4.96,0,1.55,210,21.9,5.77,1.86,28,6.33,3.8,0]
[null,null,null,null,null,null,null,null,null,null,null,null,null,null,null,null,null,null,null,null,null,null,null,null,null,null,null,null,null,null,null,null,null,null,null,null,null,null,null,20,"125x50x20x4.5","125x50x20",4.5,10.59,8.32,0,1.68,238,33.5,4.74,1.78,38,10,4,0]
[null,null,null,null,null,null,null,null,null,null,null,null,null,null,null,null,null,null,null,null,null,null,null,null,null,null,null,null,null,null,null,null,null,null,null,null,null,null,null,21,"125x50x20x4.0","125x50x20",4,9.548,7.5,0,1.68,217,33.1,4.7699999999999996,1.81,34.700000000000003,9.3800000000000008,4,0]
[null,null,null,null,null,null,null,null,null,null,null,null,null,null,null,null,null,null,null,null,null,null,null,null,null,null,null,null,null,null,null,null,null,null,null,null,null,null,null,22,"125x50x20x3.2","125x50x20",3.2,7.8070000000000004,6.13,0,1.68,181,26.6,4.82,1.85,29,8.02,4,0]
[null,null,null,null,null,null,null,null,null,null,null,null,null,null,null,null,null,null,null,null,null,null,null,null,null,null,null,null,null,null,null,null,null,null,null,null,null,null,null,23,"125x50x20x2.3","125x50x20",2.2999999999999998,5.7469999999999999,4.51,0,1.69,137,20.6,4.88,1.89,21.9,6.22,4.0999999999999996,0]
[null,null,null,null,null,null,null,null,null,null,null,null,null,null,null,null,null,null,null,null,null,null,null,null,null,null,null,null,null,null,null,null,null,null,null,null,null,null,null,24,"120x60x25x4.5","120x60x25",4.5,11.72,9.1999999999999993,0,2.25,252,58,4.63,2.2200000000000002,41.9,15.5,5.3,0]
[null,null,null,null,null,null,null,null,null,null,null,null,null,null,null,null,null,null,null,null,null,null,null,null,null,null,null,null,null,null,null,null,null,null,null,null,null,null,null,25,"120x60x25x3.2","120x60x25",3.2,8.2870000000000008,6.51,0,2.12,186,40.9,4.74,2.2200000000000002,31,10.5,4.9000000000000004,0]
[null,null,null,null,null,null,null,null,null,null,null,null,null,null,null,null,null,null,null,null,null,null,null,null,null,null,null,null,null,null,null,null,null,null,null,null,null,null,null,26,"120x60x25x2.3","120x60x25",2.2999999999999998,6.0919999999999996,4.78,0,2.13,140,31.3,4.79,2.27,23.3,8.1,5.0999999999999996,0]
[null,null,null,null,null,null,null,null,null,null,null,null,null,null,null,null,null,null,null,null,null,null,null,null,null,null,null,null,null,null,null,null,null,null,null,null,null,null,null,27,"120x40x20x3.2","120x40x20",3.2,7.0069999999999997,5.5,0,1.32,144,15.3,4.53,1.48,24,5.71,3.4,0]
[null,null,null,null,null,null,null,null,null,null,null,null,null,null,null,null,null,null,null,null,null,null,null,null,null,null,null,null,null,null,null,null,null,null,null,null,null,null,null,28,"100x50x20x4.5","100x50x20",4.5,9.4689999999999994,7.43,0,1.86,139,30.9,3.82,1.81,27.7,9.82,4.3,0]
[null,null,null,null,null,null,null,null,null,null,null,null,null,null,null,null,null,null,null,null,null,null,null,null,null,null,null,null,null,null,null,null,null,null,null,null,null,null,null,29,"100x50x20x4.0","100x50x20",4,8.548,6.71,0,1.86,127,28.7,3.85,1.83,25.4,9.1300000000000008,4.3,0]
[null,null,null,null,null,null,null,null,null,null,null,null,null,null,null,null,null,null,null,null,null,null,null,null,null,null,null,null,null,null,null,null,null,null,null,null,null,null,null,30,"100x50x20x3.2","100x50x20",3.2,7.0069999999999997,5.5,0,1.86,107,24.5,3.9,1.87,21.3,7.81,4.4000000000000004,0]
[null,null,null,null,null,null,null,null,null,null,null,null,null,null,null,null,null,null,null,null,null,null,null,null,null,null,null,null,null,null,null,null,null,null,null,null,null,null,null,31,"100x50x20x2.8","100x50x20",2.8,6.2050000000000001,4.87,0,1.88,99.8,23.2,3.96,1.91,20,7.44,4.3,0]
[null,null,null,null,null,null,null,null,null,null,null,null,null,null,null,null,null,null,null,null,null,null,null,null,null,null,null,null,null,null,null,null,null,null,null,null,null,null,null,32,"100x50x20x2.3","100x50x20",2.2999999999999998,5.1719999999999997,4.0599999999999996,0,1.86,80.7,19,3.95,1.92,16,6.06,4.4000000000000004,0]
[null,null,null,null,null,null,null,null,null,null,null,null,null,null,null,null,null,null,null,null,null,null,null,null,null,null,null,null,null,null,null,null,null,null,null,null,null,null,null,33,"100x50x20x2.0","100x50x20",2,4.5369999999999999,3.56,0,1.86,71.400000000000006,16.899999999999999,3.97,1.93,14.3,5.4,4.4000000000000004,0]
[null,null,null,null,null,null,null,null,null,null,null,null,null,null,null,null,null,null,null,null,null,null,null,null,null,null,null,null,null,null,null,null,null,null,null,null,null,null,null,34,"100x50x20x1.6","100x50x20",1.6,3.6720000000000002,2.88,0,1.87,58.4,14,3.99,1.95,11.7,4.47,4.5,0]
[null,null,null,null,null,null,null,null,null,null,null,null,null,null,null,null,null,null,null,null,null,null,null,null,null,null,null,null,null,null,null,null,null,null,null,null,null,null,null,35,"90x45x15x3.2","90x45x15",3.2,6.367,5,0,1.72,76.900000000000006,18.3,3.48,1.69,17.100000000000001,6.57,4.0999999999999996,0]
[null,null,null,null,null,null,null,null,null,null,null,null,null,null,null,null,null,null,null,null,null,null,null,null,null,null,null,null,null,null,null,null,null,null,null,null,null,null,null,36,"90x45x15x2.3","90x45x15",2.2999999999999998,4.7119999999999997,3.7,0,1.73,58.6,14.2,3.53,1.74,13,5.14,4.0999999999999996,0]
[null,null,null,null,null,null,null,null,null,null,null,null,null,null,null,null,null,null,null,null,null,null,null,null,null,null,null,null,null,null,null,null,null,null,null,null,null,null,null,37,"90x45x15x1.6","90x45x15",1.6,3.3519999999999999,2.63,0,1.73,42.6,10.5,3.56,1.77,9.4600000000000009,5.8,4.2,0]
[null,null,null,null,null,null,null,null,null,null,null,null,null,null,null,null,null,null,null,null,null,null,null,null,null,null,null,null,null,null,null,null,null,null,null,null,null,null,null,38,"75x45x15x2.3","75x45x15",2.2999999999999998,4.1369999999999996,3.25,0,1.72,37.1,11.8,3,1.69,9.9,4.24,4,0]
[null,null,null,null,null,null,null,null,null,null,null,null,null,null,null,null,null,null,null,null,null,null,null,null,null,null,null,null,null,null,null,null,null,null,null,null,null,null,null,39,"75x45x15x2.0","75x45x15",2,3.637,2.86,0,1.72,33,10.5,3.01,1.7,8.7899999999999991,3.76,4,0]
[null,null,null,null,null,null,null,null,null,null,null,null,null,null,null,null,null,null,null,null,null,null,null,null,null,null,null,null,null,null,null,null,null,null,null,null,null,null,null,40,"75x45x15x1.6","75x45x15",1.6,2.952,2.3199999999999998,0,1.72,27.1,8.7100000000000009,3.03,1.72,7.24,3.13,4.0999999999999996,0]
[null,null,null,null,null,null,null,null,null,null,null,null,null,null,null,null,null,null,null,null,null,null,null,null,null,null,null,null,null,null,null,null,null,null,null,null,null,null,null,41,"75x35x15x2.3","75x35x15",2.2999999999999998,3.677,2.89,0,1.29,31,6.58,2.91,1.34,8.2799999999999994,2.98,3.1,0]
[null,null,null,null,null,null,null,null,null,null,null,null,null,null,null,null,null,null,null,null,null,null,null,null,null,null,null,null,null,null,null,null,null,null,null,null,null,null,null,42,"75x40x25x1.6","70x40x25",1.6,3.032,2.38,0,1.8,22,8,2.69,1.62,6.29,3.67,4.4000000000000004,0]
[null,null,null,null,null,null,null,null,null,null,null,null,null,null,null,null,null,null,null,null,null,null,null,null,null,null,null,null,null,null,null,null,null,null,null,null,null,null,null,43,"60x30x10x2.3","60x30x10",2.2999999999999998,2.8719999999999999,2.25,0,1.06,15.6,3.32,2.33,1.07,5.2,1.71,2.5,0]
[null,null,null,null,null,null,null,null,null,null,null,null,null,null,null,null,null,null,null,null,null,null,null,null,null,null,null,null,null,null,null,null,null,null,null,null,null,null,null,44,"60x30x10x2.0","60x30x10",2,2.5369999999999999,1.99,0,1.06,14,3.01,2.35,1.0900000000000001,4.6500000000000004,1.55,2.5,0]
[null,null,null,null,null,null,null,null,null,null,null,null,null,null,null,null,null,null,null,null,null,null,null,null,null,null,null,null,null,null,null,null,null,null,null,null,null,null,null,45,"60x30x10x1.6","60x30x10",1.6,2.0720000000000001,1.63,0,1.06,11.6,2.56,2.37,1.1100000000000001,3.88,1.32,2.5,0]
[]
[]
[]
[null,null,null,null,null,null,null,null,null,null,null,null,null,null,null,null,null,null,null,null,null,null,null,null,null,null,null,null,null,null,null,null,null,null,null,null,null,null,null,null,null,null,null,null,null,"Rectangular Tube"]
[]
[null,null,null,null,null,null,null,null,null,null,null,null,null,null,null,null,null,null,null,null,null,null,null,null,null,null,null,null,null,null,null,null,null,null,null,null,null,null,null,null,null,null,null,null,null,"Dimension Tolerance"]
[]
[null,null,null,null,null,null,null,null,null,null,null,null,null,null,null,null,null,null,null,null,null,null,null,null,null,null,null,null,null,null,null,null,null,null,null,null,null,null,null,null,null,null,null,null,null,"Side Length"]
[null,null,null,null,null,null,null,null,null,null,null,null,null,null,null,null,null,null,null,null,null,null,null,null,null,null,null,null,null,null,null,null,null,null,null,null,null,null,null,null,null,null,null,null,null,": DxB < 50 mm. ± 1.5 mm. Thickness : Under 3 mm. ± 0.3 mm."]
[null,null,null,null,null,null,null,null,null,null,null,null,null,null,null,null,null,null,null,null,null,null,null,null,null,null,null,null,null,null,null,null,null,null,null,null,null,null,null,null,null,null,null,null,null,": DxB > 50 mm. ± 1.5 % Thickness : 3 mm. or over, ± 10%"]
[null,null,null,null,null,null,null,null,null,null,null,null,null,null,null,null,null,null,null,null,null,null,null,null,null,null,null,null,null,null,null,null,null,null,null,null,null,null,null,null,null,null,null,null,null,": ± 10% Lenght : +50 mm., -0 mm."]
[]
[null,null,null,null,null,null,null,null,null,null,null,null,null,null,null,null,null,null,null,null,null,null,null,null,null,null,null,null,null,null,null,null,null,null,null,null,null,null,null,null,null,"Side Length",null,"Thickness","Calculate Weight","Cross Sectional Area","Geometrical Moment of Inertia",null,"Modulus of Section",null,"Radius of Gyration"]
[null,null,null,null,null,null,null,null,null,null,null,null,null,null,null,null,null,null,null,null,null,null,null,null,null,null,null,null,null,null,null,null,null,null,null,null,null,null,null,null,null,"D x B",null,"T","W","A","Ix","Iy","Zx","Zy","Ix","Iy"]
[null,null,null,null,null,null,null,null,null,null,null,null,null,null,null,null,null,null,null,null,null,null,null,null,null,null,null,null,null,null,null,null,null,null,null,null,null,null,null,null,null,"in.","mm.","mm.","kg./m.","cm2","cm4","cm4","cm3","cm3","cm.","cm."]
[null,null,null,null,null,null,null,null,null,null,null,null,null,null,null,null,null,null,null,null,null,null,null,null,null,null,null,null,null,null,null,null,null,null,null,null,null,null,null,1,"50x25x2.0","  2x1    ","  50x25    ",2,2.12,2.7,8.17,2.76,3.27,2.2000000000000002,1.74,1.01]
[null,null,null,null,null,null,null,null,null,null,null,null,null,null,null,null,null,null,null,null,null,null,null,null,null,null,null,null,null,null,null,null,null,null,null,null,null,null,null,2,"50x25x2.3",null,null,2.2999999999999998,2.44,3.1,9.31,3.1,3.72,2.48,1.68,0.96]
[null,null,null,null,null,null,null,null,null,null,null,null,null,null,null,null,null,null,null,null,null,null,null,null,null,null,null,null,null,null,null,null,null,null,null,null,null,null,null,3,"50x25x3.2",null,null,3.2,3.24,4.13,11.6,3.8,4.6500000000000004,3.04,1.68,0.96]
[null,null,null,null,null,null,null,null,null,null,null,null,null,null,null,null,null,null,null,null,null,null,null,null,null,null,null,null,null,null,null,null,null,null,null,null,null,null,null,4,"50x25x3.6",null,null,3.6,3.48,4.4400000000000004,11.7,3.86,4.7,3.09,1.63,0.93]
[null,null,null,null,null,null,null,null,null,null,null,null,null,null,null,null,null,null,null,null,null,null,null,null,null,null,null,null,null,null,null,null,null,null,null,null,null,null,null,5,"75x38x2.3","3x1 1/4 ","75x38  ",2.2999999999999998,3.81,4.8499999999999996,34.6,12,9.23,6.3,2.67,1.57]
[null,null,null,null,null,null,null,null,null,null,null,null,null,null,null,null,null,null,null,null,null,null,null,null,null,null,null,null,null,null,null,null,null,null,null,null,null,null,null,6,"75x38x3.2",null,null,3.2,5.15,5.15,45,15.4,12,8.09,2.62,1.53]
[null,null,null,null,null,null,null,null,null,null,null,null,null,null,null,null,null,null,null,null,null,null,null,null,null,null,null,null,null,null,null,null,null,null,null,null,null,null,null,7,"75x45x1.6","  3x1 3/4 ","  75x45  ",1.6,2.88,3.67,28.4,12.9,7.56,5.75,2.78,1.88]
[null,null,null,null,null,null,null,null,null,null,null,null,null,null,null,null,null,null,null,null,null,null,null,null,null,null,null,null,null,null,null,null,null,null,null,null,null,null,null,8,"75x45x2.3",null,null,2.2999999999999998,4.0599999999999996,5.17,38.9,17.600000000000001,10.4,7.82,2.74,1.84]
[null,null,null,null,null,null,null,null,null,null,null,null,null,null,null,null,null,null,null,null,null,null,null,null,null,null,null,null,null,null,null,null,null,null,null,null,null,null,null,9,"75x45x3.2",null,null,3.2,5.5,7.01,50.8,22.8,13.5,10.1,2.69,1.8]
[null,null,null,null,null,null,null,null,null,null,null,null,null,null,null,null,null,null,null,null,null,null,null,null,null,null,null,null,null,null,null,null,null,null,null,null,null,null,null,10,"100x50x2.0","4x2","100x50",2,4.4800000000000004,5.7,74.099999999999994,25.5,14.8,10.199999999999999,3.61,2.11]
[null,null,null,null,null,null,null,null,null,null,null,null,null,null,null,null,null,null,null,null,null,null,null,null,null,null,null,null,null,null,null,null,null,null,null,null,null,null,null,11,"100x50x2.3",null,null,2.2999999999999998,5.14,6.55,84.8,29,17,11.6,3.6,2.1]
[null,null,null,null,null,null,null,null,null,null,null,null,null,null,null,null,null,null,null,null,null,null,null,null,null,null,null,null,null,null,null,null,null,null,null,null,null,null,null,12,"100x50x3.2",null,null,3.2,7.01,8.93,112,38,22.5,15.2,3.55,2.06]
[null,null,null,null,null,null,null,null,null,null,null,null,null,null,null,null,null,null,null,null,null,null,null,null,null,null,null,null,null,null,null,null,null,null,null,null,null,null,null,13,"100x50x3.6",null,null,3.6,7.72,9.84,121,40.9,24.1,16.3,3.5,2.04]
[null,null,null,null,null,null,null,null,null,null,null,null,null,null,null,null,null,null,null,null,null,null,null,null,null,null,null,null,null,null,null,null,null,null,null,null,null,null,null,14,"100x50x4.0",null,null,4,8.59,10.95,142,46.7,28.4,18.7,3.55,2.0299999999999998]
[null,null,null,null,null,null,null,null,null,null,null,null,null,null,null,null,null,null,null,null,null,null,null,null,null,null,null,null,null,null,null,null,null,null,null,null,null,null,null,15,"100x50x4.5",null,null,4.5,9.5500000000000007,12.17,147,48.9,29.3,19.5,3.47,2]
[null,null,null,null,null,null,null,null,null,null,null,null,null,null,null,null,null,null,null,null,null,null,null,null,null,null,null,null,null,null,null,null,null,null,null,null,null,null,null,16,"125x75x2.3","    5x3    ","    125x75   ",2.2999999999999998,6.95,8.85,192,87.5,30.6,23.3,4.6500000000000004,3.14]
[null,null,null,null,null,null,null,null,null,null,null,null,null,null,null,null,null,null,null,null,null,null,null,null,null,null,null,null,null,null,null,null,null,null,null,null,null,null,null,17,"125x75x3.2",null,null,3.2,9.52,12.13,257,117,41.1,31.1,4.5999999999999996,3.1]
[null,null,null,null,null,null,null,null,null,null,null,null,null,null,null,null,null,null,null,null,null,null,null,null,null,null,null,null,null,null,null,null,null,null,null,null,null,null,null,18,"125x75x4.0",null,null,4,11.7,14.95,311,141,49.7,37.5,4.5599999999999996,3.07]
[null,null,null,null,null,null,null,null,null,null,null,null,null,null,null,null,null,null,null,null,null,null,null,null,null,null,null,null,null,null,null,null,null,null,null,null,null,null,null,19,"125x75x4.5",null,null,4.5,13.1,16.670000000000002,342,155,54.8,41.2,4.53,3.04]
[null,null,null,null,null,null,null,null,null,null,null,null,null,null,null,null,null,null,null,null,null,null,null,null,null,null,null,null,null,null,null,null,null,null,null,null,null,null,null,20,"125x75x6.0",null,null,6,17,21.63,428,192,68.5,51.1,4.45,2.98]
[null,null,null,null,null,null,null,null,null,null,null,null,null,null,null,null,null,null,null,null,null,null,null,null,null,null,null,null,null,null,null,null,null,null,null,null,null,null,null,21,"150x50x3.2","  6x2  ","  150x50  ",3.2,9.6300000000000008,12.13,314.92,55.71,42.61,22.61,5.16,2.17]
[null,null,null,null,null,null,null,null,null,null,null,null,null,null,null,null,null,null,null,null,null,null,null,null,null,null,null,null,null,null,null,null,null,null,null,null,null,null,null,22,"150x50x4.5",null,null,4.5,13.5,17.03,423.93,75.75,53.35,29.82,5.05,2.11]
[null,null,null,null,null,null,null,null,null,null,null,null,null,null,null,null,null,null,null,null,null,null,null,null,null,null,null,null,null,null,null,null,null,null,null,null,null,null,null,23,"150x50x6.3",null,null,6.3,18.77,22.84,536.98,93.65,72.760000000000005,36.869999999999997,4.93,2.0299999999999998]
[null,null,null,null,null,null,null,null,null,null,null,null,null,null,null,null,null,null,null,null,null,null,null,null,null,null,null,null,null,null,null,null,null,null,null,null,null,null,null,24,"200x100x4.5","  8x4  ","  200x100  ",4.5,20.100000000000001,25.67,1330,455,133,90.9,7.2,4.21]
[null,null,null,null,null,null,null,null,null,null,null,null,null,null,null,null,null,null,null,null,null,null,null,null,null,null,null,null,null,null,null,null,null,null,null,null,null,null,null,25,"200x100x6.0",null,null,6,26.4,33.630000000000003,1700,577,170,115,7.12,4.1399999999999997]
[null,null,null,null,null,null,null,null,null,null,null,null,null,null,null,null,null,null,null,null,null,null,null,null,null,null,null,null,null,null,null,null,null,null,null,null,null,null,null,26,"200x100x6.3",null,null,6.3,27.4,34.799999999999997,1739,591,174,118,7.06,4.12]
[]
[]
[]
[null,null,null,null,null,null,null,null,null,null,null,null,null,null,null,null,null,null,null,null,null,null,null,null,null,null,null,null,null,null,null,null,null,null,null,null,null,null,null,null,null,null,null,null,null,"Square Tube"]
[]
[null,null,null,null,null,null,null,null,null,null,null,null,null,null,null,null,null,null,null,null,null,null,null,null,null,null,null,null,null,null,null,null,null,null,null,null,null,null,null,null,null,null,null,null,null,"Dimension Tolerance"]
[]
[null,null,null,null,null,null,null,null,null,null,null,null,null,null,null,null,null,null,null,null,null,null,null,null,null,null,null,null,null,null,null,null,null,null,null,null,null,null,null,null,null,null,null,null,null,"Side Length"]
[null,null,null,null,null,null,null,null,null,null,null,null,null,null,null,null,null,null,null,null,null,null,null,null,null,null,null,null,null,null,null,null,null,null,null,null,null,null,null,null,null,null,null,null,null,": DxB < 50 mm. ± 1.5 mm. Thickness : Under 3 mm. ± 0.3 mm."]
[null,null,null,null,null,null,null,null,null,null,null,null,null,null,null,null,null,null,null,null,null,null,null,null,null,null,null,null,null,null,null,null,null,null,null,null,null,null,null,null,null,null,null,null,null,": DxB > 50 mm. ± 1.5 % Thickness : 3 mm. or over, ± 10%"]
[null,null,null,null,null,null,null,null,null,null,null,null,null,null,null,null,null,null,null,null,null,null,null,null,null,null,null,null,null,null,null,null,null,null,null,null,null,null,null,null,null,null,null,null,null,": ± 10% Lenght : +50 mm., -0 mm."]
[]
[null,null,null,null,null,null,null,null,null,null,null,null,null,null,null,null,null,null,null,null,null,null,null,null,null,null,null,null,null,null,null,null,null,null,null,null,null,null,null,null,null,"Side Length",null,"Thickness","Calculate Weight","Cross Sectional Area","Geometrical Moment of Inertia","Modulus of Section","Radius of Gyration"]
[null,null,null,null,null,null,null,null,null,null,null,null,null,null,null,null,null,null,null,null,null,null,null,null,null,null,null,null,null,null,null,null,null,null,null,null,null,null,null,null,null,"D x D",null,"T","W","A","Ix, Iy","Zx, Zy","Ix, Iy"]
[null,null,null,null,null,null,null,null,null,null,null,null,null,null,null,null,null,null,null,null,null,null,null,null,null,null,null,null,null,null,null,null,null,null,null,null,null,null,null,null,null,"in.","mm.","mm.","kg./m.","cm2","cm4","cm3","cm."]
[null,null,null,null,null,null,null,null,null,null,null,null,null,null,null,null,null,null,null,null,null,null,null,null,null,null,null,null,null,null,null,null,null,null,null,null,null,null,null,1,"25x25x2.0","  1x1    ","  25x25    ",2,1.36,1.74,1.48,1.19,0.92]
[null,null,null,null,null,null,null,null,null,null,null,null,null,null,null,null,null,null,null,null,null,null,null,null,null,null,null,null,null,null,null,null,null,null,null,null,null,null,null,2,"25x25x2.3",null,null,2.2999999999999998,1.53,1.97,1.61,1.29,0.9]
[null,null,null,null,null,null,null,null,null,null,null,null,null,null,null,null,null,null,null,null,null,null,null,null,null,null,null,null,null,null,null,null,null,null,null,null,null,null,null,3,"25x25x2.6",null,null,2.6,1.65,2.1,1.63,1.31,0.88]
[null,null,null,null,null,null,null,null,null,null,null,null,null,null,null,null,null,null,null,null,null,null,null,null,null,null,null,null,null,null,null,null,null,null,null,null,null,null,null,4,"25x25x3.2",null,null,3.2,1.91,2.44,1.75,1.4,0.85]
[null,null,null,null,null,null,null,null,null,null,null,null,null,null,null,null,null,null,null,null,null,null,null,null,null,null,null,null,null,null,null,null,null,null,null,null,null,null,null,5,"32x32x2.3","11/4 x11/4","32x32  ",2.2999999999999998,2.04,2.6,3.71,2.3199999999999998,1.2]
[null,null,null,null,null,null,null,null,null,null,null,null,null,null,null,null,null,null,null,null,null,null,null,null,null,null,null,null,null,null,null,null,null,null,null,null,null,null,null,6,"32x32x3.2",null,null,3.2,2.69,3.42,4.54,2.84,1.1499999999999999]
[null,null,null,null,null,null,null,null,null,null,null,null,null,null,null,null,null,null,null,null,null,null,null,null,null,null,null,null,null,null,null,null,null,null,null,null,null,null,null,7,"38x38x2.3","11/2 x11/2","38x38  ",2.2999999999999998,2.4700000000000002,3.15,6.54,3.44,1.44]
[null,null,null,null,null,null,null,null,null,null,null,null,null,null,null,null,null,null,null,null,null,null,null,null,null,null,null,null,null,null,null,null,null,null,null,null,null,null,null,8,"38x38x3.2",null,null,3.2,3.29,4.1900000000000004,8.18,4.3,1.4]
[null,null,null,null,null,null,null,null,null,null,null,null,null,null,null,null,null,null,null,null,null,null,null,null,null,null,null,null,null,null,null,null,null,null,null,null,null,null,null,9,"50x50x1.6","      2x2      ","      50x50      ",1.6,2.38,3.03,11.7,4.68,1.96]
[null,null,null,null,null,null,null,null,null,null,null,null,null,null,null,null,null,null,null,null,null,null,null,null,null,null,null,null,null,null,null,null,null,null,null,null,null,null,null,10,"50x50x2.0",null,null,2,2.91,3.7,13.9,5.57,1.94]
[null,null,null,null,null,null,null,null,null,null,null,null,null,null,null,null,null,null,null,null,null,null,null,null,null,null,null,null,null,null,null,null,null,null,null,null,null,null,null,11,"50x50x2.3",null,null,2.2999999999999998,3.34,4.25,15.9,6.34,1.93]
[null,null,null,null,null,null,null,null,null,null,null,null,null,null,null,null,null,null,null,null,null,null,null,null,null,null,null,null,null,null,null,null,null,null,null,null,null,null,null,12,"50x50x3.2",null,null,3.2,4.5,5.73,20.399999999999999,8.16,1.89]
[null,null,null,null,null,null,null,null,null,null,null,null,null,null,null,null,null,null,null,null,null,null,null,null,null,null,null,null,null,null,null,null,null,null,null,null,null,null,null,13,"50x50x3.6",null,null,3.6,4.9000000000000004,6.24,21.4,8.58,1.85]
[null,null,null,null,null,null,null,null,null,null,null,null,null,null,null,null,null,null,null,null,null,null,null,null,null,null,null,null,null,null,null,null,null,null,null,null,null,null,null,14,"50x50x4.0",null,null,4,5.35,6.81,22.9,9.15,1.83]
[null,null,null,null,null,null,null,null,null,null,null,null,null,null,null,null,null,null,null,null,null,null,null,null,null,null,null,null,null,null,null,null,null,null,null,null,null,null,null,15,"50x50x5.0",null,null,5,6.39,8.14,25.7,10.3,1.78]
[null,null,null,null,null,null,null,null,null,null,null,null,null,null,null,null,null,null,null,null,null,null,null,null,null,null,null,null,null,null,null,null,null,null,null,null,null,null,null,16,"75x75x2.3","  3x3    ","  75x75    ",2.2999999999999998,5.14,6.55,57.1,15.2,2.95]
[null,null,null,null,null,null,null,null,null,null,null,null,null,null,null,null,null,null,null,null,null,null,null,null,null,null,null,null,null,null,null,null,null,null,null,null,null,null,null,17,"75x75x3.2",null,null,3.2,7.01,8.93,75.5,20.100000000000001,2.91]
[null,null,null,null,null,null,null,null,null,null,null,null,null,null,null,null,null,null,null,null,null,null,null,null,null,null,null,null,null,null,null,null,null,null,null,null,null,null,null,18,"75x75x4.0",null,null,4,8.59,10.95,90.2,24.1,2.87]
[null,null,null,null,null,null,null,null,null,null,null,null,null,null,null,null,null,null,null,null,null,null,null,null,null,null,null,null,null,null,null,null,null,null,null,null,null,null,null,19,"75x75x4.5",null,null,4.5,9.5500000000000007,12.17,98.6,26.3,2.85]
[null,null,null,null,null,null,null,null,null,null,null,null,null,null,null,null,null,null,null,null,null,null,null,null,null,null,null,null,null,null,null,null,null,null,null,null,null,null,null,20,"100x100x2.3","    4x4    ","    100x100    ",2.2999999999999998,6.95,8.85,140,27.9,3.97]
[null,null,null,null,null,null,null,null,null,null,null,null,null,null,null,null,null,null,null,null,null,null,null,null,null,null,null,null,null,null,null,null,null,null,null,null,null,null,null,21,"100x100x3.2",null,null,3.2,9.52,12.13,187,37.5,3.93]
[null,null,null,null,null,null,null,null,null,null,null,null,null,null,null,null,null,null,null,null,null,null,null,null,null,null,null,null,null,null,null,null,null,null,null,null,null,null,null,22,"100x100x4.0",null,null,4,11.7,14.95,226,45.3,3.89]
[null,null,null,null,null,null,null,null,null,null,null,null,null,null,null,null,null,null,null,null,null,null,null,null,null,null,null,null,null,null,null,null,null,null,null,null,null,null,null,23,"100x100x4.5",null,null,4.5,13.1,16.670000000000002,249,49.9,3.87]
[null,null,null,null,null,null,null,null,null,null,null,null,null,null,null,null,null,null,null,null,null,null,null,null,null,null,null,null,null,null,null,null,null,null,null,null,null,null,null,24,"100x100x6.0",null,null,6,17,21.63,311,62.3,3.79]
[null,null,null,null,null,null,null,null,null,null,null,null,null,null,null,null,null,null,null,null,null,null,null,null,null,null,null,null,null,null,null,null,null,null,null,null,null,null,null,25,"125x125x3.2","  5x5    ","  125x125    ",3.2,12,15.33,376,60.1,4.95]
[null,null,null,null,null,null,null,null,null,null,null,null,null,null,null,null,null,null,null,null,null,null,null,null,null,null,null,null,null,null,null,null,null,null,null,null,null,null,null,26,"125x125x4.5",null,null,4.5,16.600000000000001,21.17,506,80.900000000000006,4.8899999999999997]
[null,null,null,null,null,null,null,null,null,null,null,null,null,null,null,null,null,null,null,null,null,null,null,null,null,null,null,null,null,null,null,null,null,null,null,null,null,null,null,27,"125x125x5.0",null,null,5,18.3,23.36,553,88.4,4.8600000000000003]
[null,null,null,null,null,null,null,null,null,null,null,null,null,null,null,null,null,null,null,null,null,null,null,null,null,null,null,null,null,null,null,null,null,null,null,null,null,null,null,28,"125x125x6.0",null,null,6,21.7,27.63,641,103,4.82]
[null,null,null,null,null,null,null,null,null,null,null,null,null,null,null,null,null,null,null,null,null,null,null,null,null,null,null,null,null,null,null,null,null,null,null,null,null,null,null,29,"150x150x4.5","  6x6    ","  150x150    ",4.5,20.100000000000001,25.67,896,120,5.91]
[null,null,null,null,null,null,null,null,null,null,null,null,null,null,null,null,null,null,null,null,null,null,null,null,null,null,null,null,null,null,null,null,null,null,null,null,null,null,null,30,"150x150x5.0",null,null,5,22.3,28.36,982,131,5.89]
[null,null,null,null,null,null,null,null,null,null,null,null,null,null,null,null,null,null,null,null,null,null,null,null,null,null,null,null,null,null,null,null,null,null,null,null,null,null,null,31,"150x150x6.0",null,null,6,26.4,33.630000000000003,1150,153,5.84]
[null,null,null,null,null,null,null,null,null,null,null,null,null,null,null,null,null,null,null,null,null,null,null,null,null,null,null,null,null,null,null,null,null,null,null,null,null,null,null,32,"150x150x6.3",null,null,6.3,27.4,34.799999999999997,1174,156,5.8]
[]
[]
[]
[null,null,null,null,null,null,null,null,null,null,null,null,null,null,null,null,null,null,null,null,null,null,null,null,null,null,null,null,null,null,null,null,null,null,null,null,null,null,null,null,null,null,null,null,null,"Steel Sheet Piles"]
[]
[]
[]
[]
[]
[]
[]
[]
[null,null,null,null,null,null,null,null,null,null,null,null,null,null,null,null,null,null,null,null,null,null,null,null,null,null,null,null,null,null,null,null,null,null,null,null,null,null,null,null,null,"Section","Dimensions",null,null,"Sectional Area","Weight",null,"Moment of Inertia",null,"Section Modulus"]
[null,null,null,null,null,null,null,null,null,null,null,null,null,null,null,null,null,null,null,null,null,null,null,null,null,null,null,null,null,null,null,null,null,null,null,null,null,null,null,null,null,null,"w","h","t","per pile","perpile","per wall width","perpile","per wall width","perpile","per wall width"]
[null,null,null,null,null,null,null,null,null,null,null,null,null,null,null,null,null,null,null,null,null,null,null,null,null,null,null,null,null,null,null,null,null,null,null,null,null,null,null,null,null,null,"mm.","mm.","mm.","cm2","kg/m.","kg/m2","cm4","cm4","cm3","cm3/m."]
[null,null,null,null,null,null,null,null,null,null,null,null,null,null,null,null,null,null,null,null,null,null,null,null,null,null,null,null,null,null,null,null,null,null,null,null,null,null,null,null,null,null,"in.","in.","in.","in2","lbs/ft","lbs/ft2","in4","in/ft4","in3","in3/ft"]
[null,null,null,null,null,null,null,null,null,null,null,null,null,null,null,null,null,null,null,null,null,null,null,null,null,null,null,null,null,null,null,null,null,null,null,null,null,null,null,null,null,"SP-III",400,125,13,76.42,60,150,2220,16800,223,1340]
[null,null,null,null,null,null,null,null,null,null,null,null,null,null,null,null,null,null,null,null,null,null,null,null,null,null,null,null,null,null,null,null,null,null,null,null,null,null,null,null,null,null,15.7,4.92,0.51200000000000001,11.85,40.299999999999997,30.7,53.3,123,13.6,24.9]
[null,null,null,null,null,null,null,null,null,null,null,null,null,null,null,null,null,null,null,null,null,null,null,null,null,null,null,null,null,null,null,null,null,null,null,null,null,null,null,null,null,"SP-IV",400,170,15.5,96.99,76.099999999999994,190,4670,38600,362,2270]
[null,null,null,null,null,null,null,null,null,null,null,null,null,null,null,null,null,null,null,null,null,null,null,null,null,null,null,null,null,null,null,null,null,null,null,null,null,null,null,null,null,null,15.7,6.69,0.61,15.03,51.1,38.9,112,283,22.1,42.2]
[]
[]
[]
[null,null,null,null,null,null,null,null,null,null,null,null,null,null,null,null,null,null,null,null,null,null,null,null,null,null,null,null,null,null,null,null,null,null,null,null,null,null,null,null,null,null,"Round Bars SR24"]
[]
[null,null,null,null,null,null,null,null,null,null,null,null,null,null,null,null,null,null,null,null,null,null,null,null,null,null,null,null,null,null,null,null,null,null,null,null,null,null,null,null,null,null,"Size and Weight"]
[]
[]
[null,null,null,null,null,null,null,null,null,null,null,null,null,null,null,null,null,null,null,null,null,null,null,null,null,null,null,null,null,null,null,null,null,null,null,null,null,null,null,null,null,"Name","Diameter (mm.)","Weight (kg/m.)","Cross Section Area (sq.cm.)","Circumference (cm.)"]
[null,null,null,null,null,null,null,null,null,null,null,null,null,null,null,null,null,null,null,null,null,null,null,null,null,null,null,null,null,null,null,null,null,null,null,null,null,null,null,null,null,"RB 6",6,0.222,0.28299999999999997,1.88]
[null,null,null,null,null,null,null,null,null,null,null,null,null,null,null,null,null,null,null,null,null,null,null,null,null,null,null,null,null,null,null,null,null,null,null,null,null,null,null,null,null,"RB 9",9,0.499,0.63600000000000001,2.82]
[null,null,null,null,null,null,null,null,null,null,null,null,null,null,null,null,null,null,null,null,null,null,null,null,null,null,null,null,null,null,null,null,null,null,null,null,null,null,null,null,null,"RB 12",12,0.88800000000000001,1.131,3.77]
[null,null,null,null,null,null,null,null,null,null,null,null,null,null,null,null,null,null,null,null,null,null,null,null,null,null,null,null,null,null,null,null,null,null,null,null,null,null,null,null,null,"RB 15",15,1.387,1.7669999999999999,4.71]
[null,null,null,null,null,null,null,null,null,null,null,null,null,null,null,null,null,null,null,null,null,null,null,null,null,null,null,null,null,null,null,null,null,null,null,null,null,null,null,null,null,"RB 19",19,2.226,2.835,5.96]
[null,null,null,null,null,null,null,null,null,null,null,null,null,null,null,null,null,null,null,null,null,null,null,null,null,null,null,null,null,null,null,null,null,null,null,null,null,null,null,null,null,"RB 25",25,3.8530000000000002,4.9089999999999998,7.85]
[null,null,null,null,null,null,null,null,null,null,null,null,null,null,null,null,null,null,null,null,null,null,null,null,null,null,null,null,null,null,null,null,null,null,null,null,null,null,null,null,null,"RB 28",28,4.8339999999999996,6.1580000000000004,8.7899999999999991]
[null,null,null,null,null,null,null,null,null,null,null,null,null,null,null,null,null,null,null,null,null,null,null,null,null,null,null,null,null,null,null,null,null,null,null,null,null,null,null,null,null,"RB 34",34,7.1269999999999998,9.0790000000000006,10.68]
[]
[]
[]
[null,null,null,null,null,null,null,null,null,null,null,null,null,null,null,null,null,null,null,null,null,null,null,null,null,null,null,null,null,null,null,null,null,null,null,null,null,null,null,null,null,null,"Deformed Bars"]
[]
[null,null,null,null,null,null,null,null,null,null,null,null,null,null,null,null,null,null,null,null,null,null,null,null,null,null,null,null,null,null,null,null,null,null,null,null,null,null,null,null,null,null,"SD30, SD40"]
[]
[null,null,null,null,null,null,null,null,null,null,null,null,null,null,null,null,null,null,null,null,null,null,null,null,null,null,null,null,null,null,null,null,null,null,null,null,null,null,null,null,null,null,"Size and Weight"]
[]
[]
[null,null,null,null,null,null,null,null,null,null,null,null,null,null,null,null,null,null,null,null,null,null,null,null,null,null,null,null,null,null,null,null,null,null,null,null,null,null,null,null,null,"Name","Diameter (mm.)","Weight (kg/m.)","Cross Section Area (sq.cm.)","Circumference (cm.)"]
[null,null,null,null,null,null,null,null,null,null,null,null,null,null,null,null,null,null,null,null,null,null,null,null,null,null,null,null,null,null,null,null,null,null,null,null,null,null,null,null,null,"DB 10",10,0.61599999999999999,0.78500000000000003,3.14]
[null,null,null,null,null,null,null,null,null,null,null,null,null,null,null,null,null,null,null,null,null,null,null,null,null,null,null,null,null,null,null,null,null,null,null,null,null,null,null,null,null,"DB 12",12,0.88800000000000001,1.131,3.77]
[null,null,null,null,null,null,null,null,null,null,null,null,null,null,null,null,null,null,null,null,null,null,null,null,null,null,null,null,null,null,null,null,null,null,null,null,null,null,null,null,null,"DB 16",16,1.5780000000000001,2.0099999999999998,5.03]
[null,null,null,null,null,null,null,null,null,null,null,null,null,null,null,null,null,null,null,null,null,null,null,null,null,null,null,null,null,null,null,null,null,null,null,null,null,null,null,null,null,"DB 20",20,2.4660000000000002,3.1459999999999999,6.29]
[null,null,null,null,null,null,null,null,null,null,null,null,null,null,null,null,null,null,null,null,null,null,null,null,null,null,null,null,null,null,null,null,null,null,null,null,null,null,null,null,null,"DB 22",22,2.984,3.8010000000000002,6.91]
[null,null,null,null,null,null,null,null,null,null,null,null,null,null,null,null,null,null,null,null,null,null,null,null,null,null,null,null,null,null,null,null,null,null,null,null,null,null,null,null,null,"DB 25",25,3.8530000000000002,4.9080000000000004,7.86]
[null,null,null,null,null,null,null,null,null,null,null,null,null,null,null,null,null,null,null,null,null,null,null,null,null,null,null,null,null,null,null,null,null,null,null,null,null,null,null,null,null,"DB 28",28,4.8339999999999996,6.157,8.8000000000000007]
[null,null,null,null,null,null,null,null,null,null,null,null,null,null,null,null,null,null,null,null,null,null,null,null,null,null,null,null,null,null,null,null,null,null,null,null,null,null,null,null,null,"DB 32",32,6.3129999999999997,8.0419999999999998,10.06]
[null,null,null,null,null,null,null,null,null,null,null,null,null,null,null,null,null,null,null,null,null,null,null,null,null,null,null,null,null,null,null,null,null,null,null,null,null,null,null,null,null,"DB 36",36,7.99,10.178000000000001,11.31]
[null,null,null,null,null,null,null,null,null,null,null,null,null,null,null,null,null,null,null,null,null,null,null,null,null,null,null,null,null,null,null,null,null,null,null,null,null,null,null,null,null,"DB 40",40,9.8650000000000002,12.566000000000001,12.6]
[]
[]
[]
[null,null,null,null,null,null,null,null,null,null,null,null,null,null,null,null,null,null,null,null,null,null,null,null,null,null,null,null,null,null,null,null,null,null,null,null,null,null,null,null,null,null,null,null,null,"Checkered Plates"]
[]
[null,null,null,null,null,null,null,null,null,null,null,null,null,null,null,null,null,null,null,null,null,null,null,null,null,null,null,null,null,null,null,null,null,null,null,null,null,null,null,null,null,null,null,null,null,"JIS G3101 SS400"]
[]
[null,null,null,null,null,null,null,null,null,null,null,null,null,null,null,null,null,null,null,null,null,null,null,null,null,null,null,null,null,null,null,null,null,null,null,null,null,null,null,null,null,null,null,null,null,"Standard Size and Weight Table, kg/cut-lenght sheet"]
[]
[]
[]
[]
[null,null,null,null,null,null,null,null,null,null,null,null,null,null,null,null,null,null,null,null,null,null,null,null,null,null,null,null,null,null,null,null,null,null,null,null,null,null,null,null,null,"Thickness","Weight kg/m2 ","Width and Length, mm. (Figures in the lower e.g. 3x6 are nominal sizes in feet.)"]
[null,null,null,null,null,null,null,null,null,null,null,null,null,null,null,null,null,null,null,null,null,null,null,null,null,null,null,null,null,null,null,null,null,null,null,null,null,null,null,null,null,null,null,"914x1,829","914x3,658","1,219x2,438","1,219x3,048","1,219x4,877","1,219x6,096","1,524x3,048","1,524x6,096"]
[null,null,null,null,null,null,null,null,null,null,null,null,null,null,null,null,null,null,null,null,null,null,null,null,null,null,null,null,null,null,null,null,null,null,null,null,null,null,null,null,null,"mm.",null,"(3x6)","(3x12)","(4x8)","(4x10)","(4x16)","(4x20)","(5x10)","(5x20)"]
[null,null,null,null,null,null,null,null,null,null,null,null,null,null,null,null,null,null,null,null,null,null,null,null,null,null,null,null,null,null,null,null,null,null,null,null,null,null,null,null,null,2.2999999999999998,19.73,33,66,58.6,73.3,177,"-","-","-"]
[null,null,null,null,null,null,null,null,null,null,null,null,null,null,null,null,null,null,null,null,null,null,null,null,null,null,null,null,null,null,null,null,null,null,null,null,null,null,null,null,null,3.2,26.79,44.8,89.6,79.599999999999994,99.6,159,199,"-","-"]
[null,null,null,null,null,null,null,null,null,null,null,null,null,null,null,null,null,null,null,null,null,null,null,null,null,null,null,null,null,null,null,null,null,null,null,null,null,null,null,null,null,4.5,36.99,61.8,124,110,137,220,275,172,344]
[null,null,null,null,null,null,null,null,null,null,null,null,null,null,null,null,null,null,null,null,null,null,null,null,null,null,null,null,null,null,null,null,null,null,null,null,null,null,null,null,null,6,48.77,81.5,163,145,181,290,362,227,453]
[null,null,null,null,null,null,null,null,null,null,null,null,null,null,null,null,null,null,null,null,null,null,null,null,null,null,null,null,null,null,null,null,null,null,null,null,null,null,null,null,null,8,64.47,108,216,192,240,383,479,299,599]
[null,null,null,null,null,null,null,null,null,null,null,null,null,null,null,null,null,null,null,null,null,null,null,null,null,null,null,null,null,null,null,null,null,null,null,null,null,null,null,null,null,9,72.319999999999993,121,242,215,269,430,537,336,672]
[null,null,null,null,null,null,null,null,null,null,null,null,null,null,null,null,null,null,null,null,null,null,null,null,null,null,null,null,null,null,null,null,null,null,null,null,null,null,null,null,null,10,80.17,134,268,238,298,477,596,372,745]
[]
[]
[]
[null,null,null,null,null,null,null,null,null,null,null,null,null,null,null,null,null,null,null,null,null,null,null,null,null,null,null,null,null,null,null,null,null,null,null,null,null,null,null,null,null,null,"Flat Bars"]
[]
[null,null,null,null,null,null,null,null,null,null,null,null,null,null,null,null,null,null,null,null,null,null,null,null,null,null,null,null,null,null,null,null,null,null,null,null,null,null,null,null,null,null,"(Metric Size)"]
[]
[]
[null,null,null,null,null,null,null,null,null,null,null,null,null,null,null,null,null,null,null,null,null,null,null,null,null,null,null,null,null,null,null,null,null,null,null,null,null,null,null,null,null,"Standard Sectional Dimension",null,"Sectional Area cm2","Unit Weight kg/m.",null,"Standard Sectional Dimension",null,"Sectional Area cm2","Unit Weight kg/m."]
[null,null,null,null,null,null,null,null,null,null,null,null,null,null,null,null,null,null,null,null,null,null,null,null,null,null,null,null,null,null,null,null,null,null,null,null,null,null,null,null,null,"Thickness mm.","Width mm.",null,null,null,"Thickness mm.","Width mm."]
[null,null,null,null,null,null,null,null,null,null,null,null,null,null,null,null,null,null,null,null,null,null,null,null,null,null,null,null,null,null,null,null,null,null,null,null,null,null,null,null,null,"    4.5    ",25,1.125,0.88,null,"              19              ",38,7.22,5.67]
[null,null,null,null,null,null,null,null,null,null,null,null,null,null,null,null,null,null,null,null,null,null,null,null,null,null,null,null,null,null,null,null,null,null,null,null,null,null,null,null,null,null,32,1.44,1.1299999999999999,null,null,44,8.36,6.56]
[null,null,null,null,null,null,null,null,null,null,null,null,null,null,null,null,null,null,null,null,null,null,null,null,null,null,null,null,null,null,null,null,null,null,null,null,null,null,null,null,null,null,38,1.71,1.34,null,null,50,9.5,7.46]
[null,null,null,null,null,null,null,null,null,null,null,null,null,null,null,null,null,null,null,null,null,null,null,null,null,null,null,null,null,null,null,null,null,null,null,null,null,null,null,null,null,null,44,1.98,1.55,null,null,65,12.35,9.69]
[null,null,null,null,null,null,null,null,null,null,null,null,null,null,null,null,null,null,null,null,null,null,null,null,null,null,null,null,null,null,null,null,null,null,null,null,null,null,null,null,null,null,50,2.25,1.77,null,null,75,14.25,11.2]
[null,null,null,null,null,null,null,null,null,null,null,null,null,null,null,null,null,null,null,null,null,null,null,null,null,null,null,null,null,null,null,null,null,null,null,null,null,null,null,null,null,"        6          ",25,1.5,1.18,null,null,90,17.100000000000001,13.4]
[null,null,null,null,null,null,null,null,null,null,null,null,null,null,null,null,null,null,null,null,null,null,null,null,null,null,null,null,null,null,null,null,null,null,null,null,null,null,null,null,null,null,32,1.92,1.51,null,null,100,19,14.9]
[null,null,null,null,null,null,null,null,null,null,null,null,null,null,null,null,null,null,null,null,null,null,null,null,null,null,null,null,null,null,null,null,null,null,null,null,null,null,null,null,null,null,38,2.2799999999999998,1.79,null,null,125,23.75,18.600000000000001]
[null,null,null,null,null,null,null,null,null,null,null,null,null,null,null,null,null,null,null,null,null,null,null,null,null,null,null,null,null,null,null,null,null,null,null,null,null,null,null,null,null,null,44,2.64,2.0699999999999998,null,null,150,28.5,22.4]
[null,null,null,null,null,null,null,null,null,null,null,null,null,null,null,null,null,null,null,null,null,null,null,null,null,null,null,null,null,null,null,null,null,null,null,null,null,null,null,null,null,null,50,3,2.36,null,null,180,34.200000000000003,26.8]
[null,null,null,null,null,null,null,null,null,null,null,null,null,null,null,null,null,null,null,null,null,null,null,null,null,null,null,null,null,null,null,null,null,null,null,null,null,null,null,null,null,null,65,3.9,3.06,null,null,200,38,29.8]
[null,null,null,null,null,null,null,null,null,null,null,null,null,null,null,null,null,null,null,null,null,null,null,null,null,null,null,null,null,null,null,null,null,null,null,null,null,null,null,null,null,null,75,4.5,3.53,null,null,230,43.7,34.299999999999997]
[null,null,null,null,null,null,null,null,null,null,null,null,null,null,null,null,null,null,null,null,null,null,null,null,null,null,null,null,null,null,null,null,null,null,null,null,null,null,null,null,null,null,90,5.4,4.24,null,null,250,47.5,37.299999999999997]
[null,null,null,null,null,null,null,null,null,null,null,null,null,null,null,null,null,null,null,null,null,null,null,null,null,null,null,null,null,null,null,null,null,null,null,null,null,null,null,null,null,null,100,6,4.71,null,null,280,53.2,41.8]
[null,null,null,null,null,null,null,null,null,null,null,null,null,null,null,null,null,null,null,null,null,null,null,null,null,null,null,null,null,null,null,null,null,null,null,null,null,null,null,null,null,null,125,7.5,5.89,null,null,300,57,44.7]
[null,null,null,null,null,null,null,null,null,null,null,null,null,null,null,null,null,null,null,null,null,null,null,null,null,null,null,null,null,null,null,null,null,null,null,null,null,null,null,null,null,"        8          ",25,2,1.57,null,"            22            ",50,11,8.64]
[null,null,null,null,null,null,null,null,null,null,null,null,null,null,null,null,null,null,null,null,null,null,null,null,null,null,null,null,null,null,null,null,null,null,null,null,null,null,null,null,null,null,32,2.56,2.0099999999999998,null,null,65,14.3,11.2]
[null,null,null,null,null,null,null,null,null,null,null,null,null,null,null,null,null,null,null,null,null,null,null,null,null,null,null,null,null,null,null,null,null,null,null,null,null,null,null,null,null,null,38,3.04,2.39,null,null,75,16.5,13]
[null,null,null,null,null,null,null,null,null,null,null,null,null,null,null,null,null,null,null,null,null,null,null,null,null,null,null,null,null,null,null,null,null,null,null,null,null,null,null,null,null,null,44,3.52,2.76,null,null,90,19.8,15.5]
[null,null,null,null,null,null,null,null,null,null,null,null,null,null,null,null,null,null,null,null,null,null,null,null,null,null,null,null,null,null,null,null,null,null,null,null,null,null,null,null,null,null,50,1,3.14,null,null,100,22,17.3]
[null,null,null,null,null,null,null,null,null,null,null,null,null,null,null,null,null,null,null,null,null,null,null,null,null,null,null,null,null,null,null,null,null,null,null,null,null,null,null,null,null,null,65,5.2,4.08,null,null,125,27.5,21.6]
[null,null,null,null,null,null,null,null,null,null,null,null,null,null,null,null,null,null,null,null,null,null,null,null,null,null,null,null,null,null,null,null,null,null,null,null,null,null,null,null,null,null,75,6,4.71,null,null,150,33,25.9]
[null,null,null,null,null,null,null,null,null,null,null,null,null,null,null,null,null,null,null,null,null,null,null,null,null,null,null,null,null,null,null,null,null,null,null,null,null,null,null,null,null,null,90,7.2,5.65,null,null,180,39.6,31.1]
[null,null,null,null,null,null,null,null,null,null,null,null,null,null,null,null,null,null,null,null,null,null,null,null,null,null,null,null,null,null,null,null,null,null,null,null,null,null,null,null,null,null,100,8,6.28,null,null,200,44,34.5]
[null,null,null,null,null,null,null,null,null,null,null,null,null,null,null,null,null,null,null,null,null,null,null,null,null,null,null,null,null,null,null,null,null,null,null,null,null,null,null,null,null,null,125,10,7.85,null,null,230,50.6,39.700000000000003]
[null,null,null,null,null,null,null,null,null,null,null,null,null,null,null,null,null,null,null,null,null,null,null,null,null,null,null,null,null,null,null,null,null,null,null,null,null,null,null,null,null,"              9              ",25,2.25,1.77,null,null,250,55,43.2]
[null,null,null,null,null,null,null,null,null,null,null,null,null,null,null,null,null,null,null,null,null,null,null,null,null,null,null,null,null,null,null,null,null,null,null,null,null,null,null,null,null,null,32,2.2799999999999998,2.2599999999999998,null,null,280,61.6,48.4]
[null,null,null,null,null,null,null,null,null,null,null,null,null,null,null,null,null,null,null,null,null,null,null,null,null,null,null,null,null,null,null,null,null,null,null,null,null,null,null,null,null,null,38,3.42,2.68,null,null,300,66,51.8]
[null,null,null,null,null,null,null,null,null,null,null,null,null,null,null,null,null,null,null,null,null,null,null,null,null,null,null,null,null,null,null,null,null,null,null,null,null,null,null,null,null,null,44,3.96,3.11,null,"            25            ",50,12.5,9.81]
[null,null,null,null,null,null,null,null,null,null,null,null,null,null,null,null,null,null,null,null,null,null,null,null,null,null,null,null,null,null,null,null,null,null,null,null,null,null,null,null,null,null,50,4.5,3.53,null,null,65,16.25,12.8]
[null,null,null,null,null,null,null,null,null,null,null,null,null,null,null,null,null,null,null,null,null,null,null,null,null,null,null,null,null,null,null,null,null,null,null,null,null,null,null,null,null,null,65,5.85,4.59,null,null,75,18.75,14.7]
[null,null,null,null,null,null,null,null,null,null,null,null,null,null,null,null,null,null,null,null,null,null,null,null,null,null,null,null,null,null,null,null,null,null,null,null,null,null,null,null,null,null,75,6.75,5.3,null,null,90,22.5,17.7]
[null,null,null,null,null,null,null,null,null,null,null,null,null,null,null,null,null,null,null,null,null,null,null,null,null,null,null,null,null,null,null,null,null,null,null,null,null,null,null,null,null,null,90,8.1,6.36,null,null,100,25,19.600000000000001]
[null,null,null,null,null,null,null,null,null,null,null,null,null,null,null,null,null,null,null,null,null,null,null,null,null,null,null,null,null,null,null,null,null,null,null,null,null,null,null,null,null,null,100,9,7.06,null,null,125,31.25,24.5]
[null,null,null,null,null,null,null,null,null,null,null,null,null,null,null,null,null,null,null,null,null,null,null,null,null,null,null,null,null,null,null,null,null,null,null,null,null,null,null,null,null,null,125,11.25,8.83,null,null,150,37.5,29.4]
[null,null,null,null,null,null,null,null,null,null,null,null,null,null,null,null,null,null,null,null,null,null,null,null,null,null,null,null,null,null,null,null,null,null,null,null,null,null,null,null,null,null,150,13.5,10.6,null,null,1180,45,35.299999999999997]
[null,null,null,null,null,null,null,null,null,null,null,null,null,null,null,null,null,null,null,null,null,null,null,null,null,null,null,null,null,null,null,null,null,null,null,null,null,null,null,null,null,null,180,16.2,12.7,null,null,200,50,39.200000000000003]
[null,null,null,null,null,null,null,null,null,null,null,null,null,null,null,null,null,null,null,null,null,null,null,null,null,null,null,null,null,null,null,null,null,null,null,null,null,null,null,null,null,null,200,18,14.1,null,null,230,57.5,45.1]
[null,null,null,null,null,null,null,null,null,null,null,null,null,null,null,null,null,null,null,null,null,null,null,null,null,null,null,null,null,null,null,null,null,null,null,null,null,null,null,null,null,null,230,20.7,16.2,null,null,250,62.5,49.1]
[null,null,null,null,null,null,null,null,null,null,null,null,null,null,null,null,null,null,null,null,null,null,null,null,null,null,null,null,null,null,null,null,null,null,null,null,null,null,null,null,null,null,250,22.5,17.7,null,null,280,70,55]
[null,null,null,null,null,null,null,null,null,null,null,null,null,null,null,null,null,null,null,null,null,null,null,null,null,null,null,null,null,null,null,null,null,null,null,null,null,null,null,null,null,"                12                ",25,3,2.36,null,null,300,75,58.9]
[null,null,null,null,null,null,null,null,null,null,null,null,null,null,null,null,null,null,null,null,null,null,null,null,null,null,null,null,null,null,null,null,null,null,null,null,null,null,null,null,null,null,32,3.81,3.01,null,"        28        ",100,28,22]
[null,null,null,null,null,null,null,null,null,null,null,null,null,null,null,null,null,null,null,null,null,null,null,null,null,null,null,null,null,null,null,null,null,null,null,null,null,null,null,null,null,null,38,4.5599999999999996,3.58,null,null,125,35,27.5]
[null,null,null,null,null,null,null,null,null,null,null,null,null,null,null,null,null,null,null,null,null,null,null,null,null,null,null,null,null,null,null,null,null,null,null,null,null,null,null,null,null,null,44,5.28,4.1399999999999997,null,null,150,42,33]
[null,null,null,null,null,null,null,null,null,null,null,null,null,null,null,null,null,null,null,null,null,null,null,null,null,null,null,null,null,null,null,null,null,null,null,null,null,null,null,null,null,null,50,6,4.71,null,null,180,50.4,39.6]
[null,null,null,null,null,null,null,null,null,null,null,null,null,null,null,null,null,null,null,null,null,null,null,null,null,null,null,null,null,null,null,null,null,null,null,null,null,null,null,null,null,null,65,7.8,6.12,null,null,200,56,44]
[null,null,null,null,null,null,null,null,null,null,null,null,null,null,null,null,null,null,null,null,null,null,null,null,null,null,null,null,null,null,null,null,null,null,null,null,null,null,null,null,null,null,75,9,7.06,null,null,230,64.400000000000006,550.6]
[null,null,null,null,null,null,null,null,null,null,null,null,null,null,null,null,null,null,null,null,null,null,null,null,null,null,null,null,null,null,null,null,null,null,null,null,null,null,null,null,null,null,90,10.8,8.48,null,null,250,70,55]
[null,null,null,null,null,null,null,null,null,null,null,null,null,null,null,null,null,null,null,null,null,null,null,null,null,null,null,null,null,null,null,null,null,null,null,null,null,null,null,null,null,null,100,12,9.42,null,null,280,78.400000000000006,61.5]
[null,null,null,null,null,null,null,null,null,null,null,null,null,null,null,null,null,null,null,null,null,null,null,null,null,null,null,null,null,null,null,null,null,null,null,null,null,null,null,null,null,null,125,15,11.8,null,null,300,84,65.900000000000006]
[null,null,null,null,null,null,null,null,null,null,null,null,null,null,null,null,null,null,null,null,null,null,null,null,null,null,null,null,null,null,null,null,null,null,null,null,null,null,null,null,null,null,150,18,14.1,null,"        32        ",100,32,25.1]
[null,null,null,null,null,null,null,null,null,null,null,null,null,null,null,null,null,null,null,null,null,null,null,null,null,null,null,null,null,null,null,null,null,null,null,null,null,null,null,null,null,null,180,21.6,17,null,null,125,40,31.4]
[null,null,null,null,null,null,null,null,null,null,null,null,null,null,null,null,null,null,null,null,null,null,null,null,null,null,null,null,null,null,null,null,null,null,null,null,null,null,null,null,null,null,200,24,18.8,null,null,150,48,37.700000000000003]
[null,null,null,null,null,null,null,null,null,null,null,null,null,null,null,null,null,null,null,null,null,null,null,null,null,null,null,null,null,null,null,null,null,null,null,null,null,null,null,null,null,null,230,27.6,21.7,null,null,180,57.6,45.2]
[null,null,null,null,null,null,null,null,null,null,null,null,null,null,null,null,null,null,null,null,null,null,null,null,null,null,null,null,null,null,null,null,null,null,null,null,null,null,null,null,null,null,250,30,23.6,null,null,200,64,50.2]
[null,null,null,null,null,null,null,null,null,null,null,null,null,null,null,null,null,null,null,null,null,null,null,null,null,null,null,null,null,null,null,null,null,null,null,null,null,null,null,null,null,null,280,33.6,26.4,null,null,130,73.599999999999994,57.8]
[null,null,null,null,null,null,null,null,null,null,null,null,null,null,null,null,null,null,null,null,null,null,null,null,null,null,null,null,null,null,null,null,null,null,null,null,null,null,null,null,null,null,300,36,28.3,null,null,250,80,62.8]
[null,null,null,null,null,null,null,null,null,null,null,null,null,null,null,null,null,null,null,null,null,null,null,null,null,null,null,null,null,null,null,null,null,null,null,null,null,null,null,null,null,"              16                ",32,5.12,4.0199999999999996,null,null,280,89.6,70.3]
[null,null,null,null,null,null,null,null,null,null,null,null,null,null,null,null,null,null,null,null,null,null,null,null,null,null,null,null,null,null,null,null,null,null,null,null,null,null,null,null,null,null,38,6.08,4.7699999999999996,null,null,300,96,75.400000000000006]
[null,null,null,null,null,null,null,null,null,null,null,null,null,null,null,null,null,null,null,null,null,null,null,null,null,null,null,null,null,null,null,null,null,null,null,null,null,null,null,null,null,null,44,7.04,5.53,null,"        36        ",100,36,28.3]
[null,null,null,null,null,null,null,null,null,null,null,null,null,null,null,null,null,null,null,null,null,null,null,null,null,null,null,null,null,null,null,null,null,null,null,null,null,null,null,null,null,null,50,8,6.28,null,null,125,45,35.299999999999997]
[null,null,null,null,null,null,null,null,null,null,null,null,null,null,null,null,null,null,null,null,null,null,null,null,null,null,null,null,null,null,null,null,null,null,null,null,null,null,null,null,null,null,65,10.4,8.16,null,null,150,54,42.4]
[null,null,null,null,null,null,null,null,null,null,null,null,null,null,null,null,null,null,null,null,null,null,null,null,null,null,null,null,null,null,null,null,null,null,null,null,null,null,null,null,null,null,75,12,9.42,null,null,180,64.8,50.9]
[null,null,null,null,null,null,null,null,null,null,null,null,null,null,null,null,null,null,null,null,null,null,null,null,null,null,null,null,null,null,null,null,null,null,null,null,null,null,null,null,null,null,90,14.4,11.3,null,null,200,72,56.5]
[null,null,null,null,null,null,null,null,null,null,null,null,null,null,null,null,null,null,null,null,null,null,null,null,null,null,null,null,null,null,null,null,null,null,null,null,null,null,null,null,null,null,100,16,12.6,null,null,130,82.8,65]
[null,null,null,null,null,null,null,null,null,null,null,null,null,null,null,null,null,null,null,null,null,null,null,null,null,null,null,null,null,null,null,null,null,null,null,null,null,null,null,null,null,null,125,20,15.7,null,null,250,90,70.599999999999994]
[null,null,null,null,null,null,null,null,null,null,null,null,null,null,null,null,null,null,null,null,null,null,null,null,null,null,null,null,null,null,null,null,null,null,null,null,null,null,null,null,null,null,150,24,18.8,null,null,280,100.8,79.099999999999994]
[null,null,null,null,null,null,null,null,null,null,null,null,null,null,null,null,null,null,null,null,null,null,null,null,null,null,null,null,null,null,null,null,null,null,null,null,null,null,null,null,null,null,180,28.8,22.6,null,null,300,108,84.8]
[null,null,null,null,null,null,null,null,null,null,null,null,null,null,null,null,null,null,null,null,null,null,null,null,null,null,null,null,null,null,null,null,null,null,null,null,null,null,null,null,null,null,200,32,25.1]
[null,null,null,null,null,null,null,null,null,null,null,null,null,null,null,null,null,null,null,null,null,null,null,null,null,null,null,null,null,null,null,null,null,null,null,null,null,null,null,null,null,null,230,36.799999999999997,28.9]
[null,null,null,null,null,null,null,null,null,null,null,null,null,null,null,null,null,null,null,null,null,null,null,null,null,null,null,null,null,null,null,null,null,null,null,null,null,null,null,null,null,null,250,40,31.4]
[null,null,null,null,null,null,null,null,null,null,null,null,null,null,null,null,null,null,null,null,null,null,null,null,null,null,null,null,null,null,null,null,null,null,null,null,null,null,null,null,null,null,280,44.8,35.200000000000003]
[null,null,null,null,null,null,null,null,null,null,null,null,null,null,null,null,null,null,null,null,null,null,null,null,null,null,null,null,null,null,null,null,null,null,null,null,null,null,null,null,null,null,300,48,37.700000000000003]
[]
[]
[]
[null,null,null,null,null,null,null,null,null,null,null,null,null,null,null,null,null,null,null,null,null,null,null,null,null,null,null,null,null,null,null,null,null,null,null,null,null,null,null,null,null,null,null,null,null,"Plates"]
[]
[null,null,null,null,null,null,null,null,null,null,null,null,null,null,null,null,null,null,null,null,null,null,null,null,null,null,null,null,null,null,null,null,null,null,null,null,null,null,null,null,null,null,null,null,null,"JIS G3101 SS400 (Metirc Size)"]
[]
[null,null,null,null,null,null,null,null,null,null,null,null,null,null,null,null,null,null,null,null,null,null,null,null,null,null,null,null,null,null,null,null,null,null,null,null,null,null,null,null,null,null,null,null,null,"Kilograms of Standard Size (JIS - 0.7293 Kg/mm. ft2)"]
[]
[null,null,null,null,null,null,null,null,null,null,null,null,null,null,null,null,null,null,null,null,null,null,null,null,null,null,null,null,null,null,null,null,null,null,null,null,null,null,null,null,null,null,null,null,null,"Size & Properties"]
[]
[]
[null,null,null,null,null,null,null,null,null,null,null,null,null,null,null,null,null,null,null,null,null,null,null,null,null,null,null,null,null,null,null,null,null,null,null,null,null,null,null,null,null,"Thickness","Unit Weight","Width x Length, ft2 Area, ft2"]
[null,null,null,null,null,null,null,null,null,null,null,null,null,null,null,null,null,null,null,null,null,null,null,null,null,null,null,null,null,null,null,null,null,null,null,null,null,null,null,null,null,null,null,"3x6","4x8","4x10","4x16","4x20","5x10","5x20","5x30","5x40","6x30","6x40"]
[null,null,null,null,null,null,null,null,null,null,null,null,null,null,null,null,null,null,null,null,null,null,null,null,null,null,null,null,null,null,null,null,null,null,null,null,null,null,null,null,null,"mm.","kg./ft2",18,32,40,64,80,50,100,150,200,180,240]
[null,null,null,null,null,null,null,null,null,null,null,null,null,null,null,null,null,null,null,null,null,null,null,null,null,null,null,null,null,null,null,null,null,null,null,null,null,null,null,null,null,3.2,2.3340000000000001,42,74.7,93.4,149,187,117,233,350,467,420,560]
[null,null,null,null,null,null,null,null,null,null,null,null,null,null,null,null,null,null,null,null,null,null,null,null,null,null,null,null,null,null,null,null,null,null,null,null,null,null,null,null,null,4.5,3.282,59.1,105,131,200,263,164,328,492,656,591,788]
[null,null,null,null,null,null,null,null,null,null,null,null,null,null,null,null,null,null,null,null,null,null,null,null,null,null,null,null,null,null,null,null,null,null,null,null,null,null,null,null,null,5,3.6459999999999999,65.599999999999994,117,146,233,292,182,365,547,729,656,875]
[null,null,null,null,null,null,null,null,null,null,null,null,null,null,null,null,null,null,null,null,null,null,null,null,null,null,null,null,null,null,null,null,null,null,null,null,null,null,null,null,null,6,4.3760000000000003,78.8,140,175,280,350,219,438,656,875,788,1050]
[null,null,null,null,null,null,null,null,null,null,null,null,null,null,null,null,null,null,null,null,null,null,null,null,null,null,null,null,null,null,null,null,null,null,null,null,null,null,null,null,null,7,5.1050000000000004,91.9,183,204,327,408,255,510,766,1021,919,1225]
[null,null,null,null,null,null,null,null,null,null,null,null,null,null,null,null,null,null,null,null,null,null,null,null,null,null,null,null,null,null,null,null,null,null,null,null,null,null,null,null,null,8,5.3840000000000003,105,187,233,373,467,292,583,875,1167,1050,1400]
[null,null,null,null,null,null,null,null,null,null,null,null,null,null,null,null,null,null,null,null,null,null,null,null,null,null,null,null,null,null,null,null,null,null,null,null,null,null,null,null,null,9,6.5640000000000001,118,210,263,420,525,328,656,985,1313,1182,1575]
[null,null,null,null,null,null,null,null,null,null,null,null,null,null,null,null,null,null,null,null,null,null,null,null,null,null,null,null,null,null,null,null,null,null,null,null,null,null,null,null,null,10,7.2930000000000001,131,233,292,467,583,365,729,1094,1459,1313,1750]
[null,null,null,null,null,null,null,null,null,null,null,null,null,null,null,null,null,null,null,null,null,null,null,null,null,null,null,null,null,null,null,null,null,null,null,null,null,null,null,null,null,11,8.0220000000000002,144,257,321,513,642,401,802,1203,1604,1444,1925]
[null,null,null,null,null,null,null,null,null,null,null,null,null,null,null,null,null,null,null,null,null,null,null,null,null,null,null,null,null,null,null,null,null,null,null,null,null,null,null,null,null,12,8.7520000000000007,158,280,350,560,700,438,875,1313,1750,1575,2100]
[null,null,null,null,null,null,null,null,null,null,null,null,null,null,null,null,null,null,null,null,null,null,null,null,null,null,null,null,null,null,null,null,null,null,null,null,null,null,null,null,null,12.7,9.2620000000000005,167,296,370,593,741,463,926,1389,1852,1667,2223]
[null,null,null,null,null,null,null,null,null,null,null,null,null,null,null,null,null,null,null,null,null,null,null,null,null,null,null,null,null,null,null,null,null,null,null,null,null,null,null,null,null,13,9.4809999999999999,171,303,379,607,758,474,948,1422,1896,1707,2275]
[null,null,null,null,null,null,null,null,null,null,null,null,null,null,null,null,null,null,null,null,null,null,null,null,null,null,null,null,null,null,null,null,null,null,null,null,null,null,null,null,null,14,10.210000000000001,184,327,408,653,817,510,1021,1532,2042,1838,2450]
[null,null,null,null,null,null,null,null,null,null,null,null,null,null,null,null,null,null,null,null,null,null,null,null,null,null,null,null,null,null,null,null,null,null,null,null,null,null,null,null,null,15,10.94,197,350,438,700,875,549,1094,1641,2188,1969,2626]
[null,null,null,null,null,null,null,null,null,null,null,null,null,null,null,null,null,null,null,null,null,null,null,null,null,null,null,null,null,null,null,null,null,null,null,null,null,null,null,null,null,16,11.67,210,373,467,747,934,684,1167,1750,2334,2101,2801]
[null,null,null,null,null,null,null,null,null,null,null,null,null,null,null,null,null,null,null,null,null,null,null,null,null,null,null,null,null,null,null,null,null,null,null,null,null,null,null,null,null,17,12.4,223,397,496,794,992,620,1240,1860,2480,2232,2976]
[null,null,null,null,null,null,null,null,null,null,null,null,null,null,null,null,null,null,null,null,null,null,null,null,null,null,null,null,null,null,null,null,null,null,null,null,null,null,null,null,null,18,13.13,236,420,525,840,1050,656,1313,1970,2626,2363,2151]
[null,null,null,null,null,null,null,null,null,null,null,null,null,null,null,null,null,null,null,null,null,null,null,null,null,null,null,null,null,null,null,null,null,null,null,null,null,null,null,null,null,19,13.86,249,444,554,887,1109,693,1386,2079,2772,2495,3326]
[null,null,null,null,null,null,null,null,null,null,null,null,null,null,null,null,null,null,null,null,null,null,null,null,null,null,null,null,null,null,null,null,null,null,null,null,null,null,null,null,null,20,14.59,263,467,584,934,1167,730,1459,2188,2918,262666,3502]
[null,null,null,null,null,null,null,null,null,null,null,null,null,null,null,null,null,null,null,null,null,null,null,null,null,null,null,null,null,null,null,null,null,null,null,null,null,null,null,null,null,21,15.32,276,490,613,980,1226,766,1532,2298,3064,2758,3677]
[null,null,null,null,null,null,null,null,null,null,null,null,null,null,null,null,null,null,null,null,null,null,null,null,null,null,null,null,null,null,null,null,null,null,null,null,null,null,null,null,null,22,16.04,289,513,642,1027,1283,802,1604,2406,3208,2887,3850]
[null,null,null,null,null,null,null,null,null,null,null,null,null,null,null,null,null,null,null,null,null,null,null,null,null,null,null,null,null,null,null,null,null,null,null,null,null,null,null,null,null,23,16.77,302,537,671,1073,1342,838,1677,2516,3354,3019,4025]
[null,null,null,null,null,null,null,null,null,null,null,null,null,null,null,null,null,null,null,null,null,null,null,null,null,null,null,null,null,null,null,null,null,null,null,null,null,null,null,null,null,24,17.5,315,560,700,1120,1400,875,1750,2625,3500,3150,4200]
[null,null,null,null,null,null,null,null,null,null,null,null,null,null,null,null,null,null,null,null,null,null,null,null,null,null,null,null,null,null,null,null,null,null,null,null,null,null,null,null,null,25,18.23,328,583,729,1167,1458,912,1823,2734,3646,3281,4375]
[null,null,null,null,null,null,null,null,null,null,null,null,null,null,null,null,null,null,null,null,null,null,null,null,null,null,null,null,null,null,null,null,null,null,null,null,null,null,null,null,null,25.4,18.52,333,593,741,1185,1482,926,1852,2778,3704,3334,4445]
[null,null,null,null,null,null,null,null,null,null,null,null,null,null,null,null,null,null,null,null,null,null,null,null,null,null,null,null,null,null,null,null,null,null,null,null,null,null,null,null,null,26,18.96,341,607,758,1213,1517,948,1896,2844,3792,3413,4550]
[null,null,null,null,null,null,null,null,null,null,null,null,null,null,null,null,null,null,null,null,null,null,null,null,null,null,null,null,null,null,null,null,null,null,null,null,null,null,null,null,null,27,19.690000000000001,354,630,788,1260,1575,984,1969,2954,3938,null,4726]
[null,null,null,null,null,null,null,null,null,null,null,null,null,null,null,null,null,null,null,null,null,null,null,null,null,null,null,null,null,null,null,null,null,null,null,null,null,null,null,null,null,28,20.420000000000002,368,653,817,1307,1634,1021,2042,3063,4084,3544,4901]
[null,null,null,null,null,null,null,null,null,null,null,null,null,null,null,null,null,null,null,null,null,null,null,null,null,null,null,null,null,null,null,null,null,null,null,null,null,null,null,null,null,29,21.15,381,677,846,1354,1692,1058,2115,3172,4230,3676,5076]
[null,null,null,null,null,null,null,null,null,null,null,null,null,null,null,null,null,null,null,null,null,null,null,null,null,null,null,null,null,null,null,null,null,null,null,null,null,null,null,null,null,30,21.88,394,700,875,1400,1750,1094,2188,3282,4376,3807,5251]
[null,null,null,null,null,null,null,null,null,null,null,null,null,null,null,null,null,null,null,null,null,null,null,null,null,null,null,null,null,null,null,null,null,null,null,null,null,null,null,null,null,32,23.34,420,747,934,1494,1867,1167,2334,3501,4668,3938,5602]
[null,null,null,null,null,null,null,null,null,null,null,null,null,null,null,null,null,null,null,null,null,null,null,null,null,null,null,null,null,null,null,null,null,null,null,null,null,null,null,null,null,34,24.8,446,794,992,1587,1984,1240,2480,3720,4960,4201,5952]
[null,null,null,null,null,null,null,null,null,null,null,null,null,null,null,null,null,null,null,null,null,null,null,null,null,null,null,null,null,null,null,null,null,null,null,null,null,null,null,null,null,36,26.25,472,840,1050,1680,2100,1312,2625,3938,5250,4464,6300]
[null,null,null,null,null,null,null,null,null,null,null,null,null,null,null,null,null,null,null,null,null,null,null,null,null,null,null,null,null,null,null,null,null,null,null,null,null,null,null,null,null,38,27.71,499,887,1108,1773,2217,1386,2771,4156,5542,4725,6650]
[null,null,null,null,null,null,null,null,null,null,null,null,null,null,null,null,null,null,null,null,null,null,null,null,null,null,null,null,null,null,null,null,null,null,null,null,null,null,null,null,null,40,29.17,525,933,1167,1867,2334,1458,2917,4376,5834,4988,7001]
[null,null,null,null,null,null,null,null,null,null,null,null,null,null,null,null,null,null,null,null,null,null,null,null,null,null,null,null,null,null,null,null,null,null,null,null,null,null,null,null,null,45,32.82,591,1050,1313,2100,2626,1614,3282,4923,6564,5251,7877]
[null,null,null,null,null,null,null,null,null,null,null,null,null,null,null,null,null,null,null,null,null,null,null,null,null,null,null,null,null,null,null,null,null,null,null,null,null,null,null,null,null,50,36.46,656,1167,1458,2333,2917,1823,3646,5469,7292,5908,8750]
[null,null,null,null,null,null,null,null,null,null,null,null,null,null,null,null,null,null,null,null,null,null,null,null,null,null,null,null,null,null,null,null,null,null,null,null,null,null,null,null,null,55,40.11,722,1254,1604,2567,3209,2006,4011,6016,8022,6563,9626]
[null,null,null,null,null,null,null,null,null,null,null,null,null,null,null,null,null,null,null,null,null,null,null,null,null,null,null,null,null,null,null,null,null,null,null,null,null,null,null,null,null,60,43.76,788,1400,1750,2801,3501,2188,4376,6564,8752,7220,10502]
[null,null,null,null,null,null,null,null,null,null,null,null,null,null,null,null,null,null,null,null,null,null,null,null,null,null,null,null,null,null,null,null,null,null,null,null,null,null,null,null,null,65,47.4,853,1517,1896,3034,3792,2370,4740,7110,9480,7877,11376]
[null,null,null,null,null,null,null,null,null,null,null,null,null,null,null,null,null,null,null,null,null,null,null,null,null,null,null,null,null,null,null,null,null,null,null,null,null,null,null,null,null,70,51.05,919,1634,2042,3267,4084,2552,5104,7658,10210,9189,12252]
[]
[]
[null,null,null,null,null,null,null,null,null,null,null,null,null,null,null,null,null,null,null,null,null,null,null,null,null,null,null,null,null,null,null,null,null,null,null,null,null,null,null,null,null,"SecID","SectionName","Shape","PriShape",null,"Weight","Depth","Width","TWeb","TFlange","XSArea","MomIx","MomIy","RadRx","RadRy","ModSx","ModSy","RadJ","RadE","Cx","Cy"]
[null,null,null,null,null,null,null,null,null,null,null,null,null,null,null,null,null,null,null,null,null,null,null,null,null,null,null,null,null,null,null,null,null,null,null,null,null,null,null,null,null,1,"C 50x25x3.86 Kg/m","C","C",null,3.9000000953674316,50,25,5,6,4.9200000762939453,16.799999237060547,2.4900000095367432,1.8500000238418579,0.70999997854232788,6.73,1.4800000190734863,6,3,2.5,0.81000000238418579]
[null,null,null,null,null,null,null,null,null,null,null,null,null,null,null,null,null,null,null,null,null,null,null,null,null,null,null,null,null,null,null,null,null,null,null,null,null,null,null,null,null,2,"C 75x40x6.92 Kg/m","C","C",null,6.9000000953674316,75,40,5,7,8.8179998397827148,75.300003051757813,12.199999809265137,2.9200000762939453,1.1699999570846558,20.100000000000001,4.4699997901916504,8,4,3.75,1.2799999713897705]
[null,null,null,null,null,null,null,null,null,null,null,null,null,null,null,null,null,null,null,null,null,null,null,null,null,null,null,null,null,null,null,null,null,null,null,null,null,null,null,null,null,3,"C 100x50x9.36 Kg/m","C","C",null,9.3000001907348633,100,50,5,7.5,11.920000076293945,188,26,3.9700000286102295,1.4800000190734863,37.6,7.5199999809265137,8,4,5,1.5399999618530273]
[null,null,null,null,null,null,null,null,null,null,null,null,null,null,null,null,null,null,null,null,null,null,null,null,null,null,null,null,null,null,null,null,null,null,null,null,null,null,null,null,null,4,"C 125x65x13.4 Kg/m","C","C",null,13.399999618530273,125,65,6,8,17.110000610351563,424,61.799999237060547,4.9800000190734863,1.8999999761581421,67.8,13.399999618530273,8,4,6.25,1.8999999761581421]
[null,null,null,null,null,null,null,null,null,null,null,null,null,null,null,null,null,null,null,null,null,null,null,null,null,null,null,null,null,null,null,null,null,null,null,null,null,null,null,null,null,5,"C 150x75x18.6 Kg/m","C","C",null,18.600000381469727,150,75,6.5,10,23.709999084472656,861,117,6.0300002098083496,2.2200000286102295,115,22.399999618530273,10,5,7.5,2.2799999713897705]
[null,null,null,null,null,null,null,null,null,null,null,null,null,null,null,null,null,null,null,null,null,null,null,null,null,null,null,null,null,null,null,null,null,null,null,null,null,null,null,null,null,6,"C 150x75x24 Kg/m","C","C",null,24,150,75,9,12.5,30.590000152587891,1050,147,5.8600001335144043,2.190000057220459,140,28.299999237060547,15,7.5,7.5,2.309999942779541]
[null,null,null,null,null,null,null,null,null,null,null,null,null,null,null,null,null,null,null,null,null,null,null,null,null,null,null,null,null,null,null,null,null,null,null,null,null,null,null,null,null,7,"C 180x75x21.4 Kg/m","C","C",null,21.399999618530273,180,75,7,10.5,27.200000762939453,1380,131,7.119999885559082,2.190000057220459,153,24.299999237060547,11,5.5,9,2.130000114440918]
[null,null,null,null,null,null,null,null,null,null,null,null,null,null,null,null,null,null,null,null,null,null,null,null,null,null,null,null,null,null,null,null,null,null,null,null,null,null,null,null,null,8,"C 200x80x24.6 Kg/m","C","C",null,24.600000381469727,200,80,7.5,11,31.329999923706055,1950,168,7.880000114440918,2.3199999332427979,195,29.100000381469727,12,6,10,2.2100000381469727]
[null,null,null,null,null,null,null,null,null,null,null,null,null,null,null,null,null,null,null,null,null,null,null,null,null,null,null,null,null,null,null,null,null,null,null,null,null,null,null,null,null,9,"C 200x90x30.3 Kg/m","C","C",null,30.299999237060547,200,90,8,13.5,38.650001525878906,2490,277,8.0200004577636719,2.6800000667572021,249,44.200000762939453,14,7,10,2.7400000095367432]
[null,null,null,null,null,null,null,null,null,null,null,null,null,null,null,null,null,null,null,null,null,null,null,null,null,null,null,null,null,null,null,null,null,null,null,null,null,null,null,null,null,10,"C 250x90x34.6 Kg/m","C","C",null,34.599998474121094,250,90,9,13,44.069999694824219,4180,294,9.7399997711181641,2.5799999237060547,334,44.5,14,7,12.5,2.4000000953674316]
[null,null,null,null,null,null,null,null,null,null,null,null,null,null,null,null,null,null,null,null,null,null,null,null,null,null,null,null,null,null,null,null,null,null,null,null,null,null,null,null,null,11,"C 250x90x40.2 Kg/m","C","C",null,40.099998474121094,250,90,11,14.5,51.169998168945313,4680,329,9.5600004196166992,2.5399999618530273,374,49.900001525878906,17,8.5,12.5,2.4000000953674316]
[null,null,null,null,null,null,null,null,null,null,null,null,null,null,null,null,null,null,null,null,null,null,null,null,null,null,null,null,null,null,null,null,null,null,null,null,null,null,null,null,null,12,"C 300x90x38.1 Kg/m","C","C",null,38.099998474121094,300,90,9,13,48.569999694824219,6440,309,11.5,2.5199999809265137,429,45.700000762939453,14,7,15,2.2200000286102295]
[null,null,null,null,null,null,null,null,null,null,null,null,null,null,null,null,null,null,null,null,null,null,null,null,null,null,null,null,null,null,null,null,null,null,null,null,null,null,null,null,null,13,"C 300x90x43.8 Kg/m","C","C",null,43.700000762939453,300,90,10,15.5,55.740001678466797,7410,360,11.5,2.5399999618530273,494,54.099998474121094,19,9.5,15,2.3399999141693115]
[null,null,null,null,null,null,null,null,null,null,null,null,null,null,null,null,null,null,null,null,null,null,null,null,null,null,null,null,null,null,null,null,null,null,null,null,null,null,null,null,null,14,"C 300x90x48.6 Kg/m","C","C",null,48.5,300,90,12,16,61.900001525878906,7870,379,11.300000190734863,2.4800000190734863,525,56.400001525878906,19,9.5,15,2.2799999713897705]
[null,null,null,null,null,null,null,null,null,null,null,null,null,null,null,null,null,null,null,null,null,null,null,null,null,null,null,null,null,null,null,null,null,null,null,null,null,null,null,null,null,15,"C 380x100x54.5 Kg/m","C","C",null,54.400001525878906,380,100,10.5,16,69.389999389648438,14500,535,14.5,2.7799999713897705,763,70.5,18,9,19,2.4100000858306885]
[null,null,null,null,null,null,null,null,null,null,null,null,null,null,null,null,null,null,null,null,null,null,null,null,null,null,null,null,null,null,null,null,null,null,null,null,null,null,null,null,null,16,"C 380x100x62 Kg/m","C","C",null,62,380,100,13,16.5,78.959999084472656,15600,565,14.100000381469727,2.6700000762939453,823,73.599998474121094,18,9,19,2.3299999237060547]
[null,null,null,null,null,null,null,null,null,null,null,null,null,null,null,null,null,null,null,null,null,null,null,null,null,null,null,null,null,null,null,null,null,null,null,null,null,null,null,null,null,17,"C 380x100x67.3 Kg/m","C","C",null,67.199996948242187,380,100,13,20,85.709999084472656,17600,655,14.300000190734863,2.7599999904632568,926,87.800003051757813,24,12,19,2.5399999618530273]
[null,null,null,null,null,null,null,null,null,null,null,null,null,null,null,null,null,null,null,null,null,null,null,null,null,null,null,null,null,null,null,null,null,null,null,null,null,null,null,null,null,18,"I  100x75x12.9 Kg/m","I","I",null,12.899999618530273,100,75,5,8,16.430000305175781,281,47.299999237060547,4.1399998664855957,1.7000000476837158,56.2,12.600000381469727,7,3.5,5,3.75]
[null,null,null,null,null,null,null,null,null,null,null,null,null,null,null,null,null,null,null,null,null,null,null,null,null,null,null,null,null,null,null,null,null,null,null,null,null,null,null,null,null,19,"I  125x75x16.1 Kg/m","I","I",null,16.100000381469727,125,75,5.5,9.5,20.450000762939453,538,57.5,5.130000114440918,1.6799999475479126,86,15.300000190734863,9,4.5,6.25,3.75]
[null,null,null,null,null,null,null,null,null,null,null,null,null,null,null,null,null,null,null,null,null,null,null,null,null,null,null,null,null,null,null,null,null,null,null,null,null,null,null,null,null,20,"I  150x75x17.1 Kg/m","I","I",null,17.100000381469727,150,75,5.5,9.5,21.829999923706055,819,57.5,6.119999885559082,1.6200000047683716,109,15.300000190734863,9,4.5,7.5,3.75]
[null,null,null,null,null,null,null,null,null,null,null,null,null,null,null,null,null,null,null,null,null,null,null,null,null,null,null,null,null,null,null,null,null,null,null,null,null,null,null,null,null,21,"I  150x125x36.2 Kg/m","I","I",null,36.200000762939453,150,125,8.5,14,46.150001525878906,1760,385,6.179999828338623,2.8900001049041748,235,61.599998474121094,13,6.5,7.5,6.25]
[null,null,null,null,null,null,null,null,null,null,null,null,null,null,null,null,null,null,null,null,null,null,null,null,null,null,null,null,null,null,null,null,null,null,null,null,null,null,null,null,null,22,"I  180x100x23.6 Kg/m","I","I",null,23.600000381469727,180,100,6,10,30.059999465942383,1670,138,7.4499998092651367,2.1400001049041748,186,27.5,10,5,9,5]
[null,null,null,null,null,null,null,null,null,null,null,null,null,null,null,null,null,null,null,null,null,null,null,null,null,null,null,null,null,null,null,null,null,null,null,null,null,null,null,null,null,23,"I  200x100x26 Kg/m","I","I",null,26,200,100,7,10,33.060001373291016,2170,138,8.1099996566772461,2.0499999523162842,217,27.700000762939453,10,5,10,5]
[null,null,null,null,null,null,null,null,null,null,null,null,null,null,null,null,null,null,null,null,null,null,null,null,null,null,null,null,null,null,null,null,null,null,null,null,null,null,null,null,null,24,"I  200x150x50.4 Kg/m","I","I",null,50.299999237060547,200,150,9,16,64.160003662109375,4460,753,8.3400001525878906,3.4300000667572021,446,100,15,7.5,10,7.5]
[null,null,null,null,null,null,null,null,null,null,null,null,null,null,null,null,null,null,null,null,null,null,null,null,null,null,null,null,null,null,null,null,null,null,null,null,null,null,null,null,null,25,"I  250x125x38.3 Kg/m","I","I",null,38.299999237060547,250,125,7.5,12.5,48.790000915527344,5180,337,10.300000190734863,2.630000114440918,414,53.900001525878906,12,6,12.5,6.25]
[null,null,null,null,null,null,null,null,null,null,null,null,null,null,null,null,null,null,null,null,null,null,null,null,null,null,null,null,null,null,null,null,null,null,null,null,null,null,null,null,null,26,"I  250x125x55.5 Kg/m","I","I",null,55.400001525878906,250,125,10,19,70.730003356933594,7310,538,10.199999809265137,2.7599999904632568,858,86,21,10.5,12.5,6.25]
[null,null,null,null,null,null,null,null,null,null,null,null,null,null,null,null,null,null,null,null,null,null,null,null,null,null,null,null,null,null,null,null,null,null,null,null,null,null,null,null,null,27,"I  300x150x48.3 Kg/m","I","I",null,48.200000762939453,300,150,8,13,61.580001831054687,9480,588,12.399999618530273,3.0899999141693115,632,78.400001525878906,12,6,15,7.5]
[null,null,null,null,null,null,null,null,null,null,null,null,null,null,null,null,null,null,null,null,null,null,null,null,null,null,null,null,null,null,null,null,null,null,null,null,null,null,null,null,null,28,"I  300x150x65.5 Kg/m","I","I",null,65.400001525878906,300,150,10,18.5,83.470001220703125,12700,886,12.300000190734863,3.2599999904632568,849,118,19,9.5,15,7.5]
[null,null,null,null,null,null,null,null,null,null,null,null,null,null,null,null,null,null,null,null,null,null,null,null,null,null,null,null,null,null,null,null,null,null,null,null,null,null,null,null,null,29,"I  300x150x76.8 Kg/m","I","I",null,76.699996948242188,300,150,11.5,22,97.879997253417969,14700,1080,12.199999809265137,3.3199999332427979,978,143,23,11.5,15,7.5]
[null,null,null,null,null,null,null,null,null,null,null,null,null,null,null,null,null,null,null,null,null,null,null,null,null,null,null,null,null,null,null,null,null,null,null,null,null,null,null,null,null,30,"I  350x150x58.5 Kg/m","I","I",null,58.400001525878906,350,150,9,15,74.580001831054688,15200,702,14.300000190734863,3.0699999332427979,870,93.5,13,6.5,17.5,7.5]
[null,null,null,null,null,null,null,null,null,null,null,null,null,null,null,null,null,null,null,null,null,null,null,null,null,null,null,null,null,null,null,null,null,null,null,null,null,null,null,null,null,31,"I  350x150x87.2 Kg/m","I","I",null,87.099998474121094,350,150,12,24,111.09999847412109,22400,1180,14.199999809265137,3.2599999904632568,1280,158,25,12.5,17.5,7.5]
[null,null,null,null,null,null,null,null,null,null,null,null,null,null,null,null,null,null,null,null,null,null,null,null,null,null,null,null,null,null,null,null,null,null,null,null,null,null,null,null,null,32,"I  400x150x72 Kg/m","I","I",null,71.900001525878906,400,150,10,18,91.730003356933594,24100,864,16.200000762939453,3.0699999332427979,1200,115,17,8.5,20,7.5]
[null,null,null,null,null,null,null,null,null,null,null,null,null,null,null,null,null,null,null,null,null,null,null,null,null,null,null,null,null,null,null,null,null,null,null,null,null,null,null,null,null,33,"I  400x150x95.8 Kg/m","I","I",null,95.699996948242188,400,150,12.5,25,122.09999847412109,31700,1240,16.100000381469727,3.1800000667572021,1580,165,27,13.5,20,7.5]
[null,null,null,null,null,null,null,null,null,null,null,null,null,null,null,null,null,null,null,null,null,null,null,null,null,null,null,null,null,null,null,null,null,null,null,null,null,null,null,null,null,34,"I  450x175x91.7 Kg/m","I","I",null,91.599998474121094,450,175,11,20,116.80000305175781,39200,1510,18.299999237060547,3.5999999046325684,1740,173,19,9.5,22.5,8.75]
[null,null,null,null,null,null,null,null,null,null,null,null,null,null,null,null,null,null,null,null,null,null,null,null,null,null,null,null,null,null,null,null,null,null,null,null,null,null,null,null,null,35,"I  450x175x115 Kg/m","I","I",null,114.90000152587891,450,175,13,26,146.10000610351562,48800,2020,18.299999237060547,3.7200000286102295,2170,231,27,13.5,22.5,8.75]
[null,null,null,null,null,null,null,null,null,null,null,null,null,null,null,null,null,null,null,null,null,null,null,null,null,null,null,null,null,null,null,null,null,null,null,null,null,null,null,null,null,36,"I  600x190x133 Kg/m","I","I",null,132.80000305175781,600,190,13,25,169.39999389648437,98400,2460,24.100000381469727,3.809999942779541,3280,259,25,12.5,30,9.5]
[null,null,null,null,null,null,null,null,null,null,null,null,null,null,null,null,null,null,null,null,null,null,null,null,null,null,null,null,null,null,null,null,null,null,null,null,null,null,null,null,null,37,"I  600x190x176 Kg/m","I","I",null,175.80000305175781,600,190,16,35,224.5,130000,3540,24.100000381469727,3.9700000286102295,4330,373,38,19,30,9.5]
[null,null,null,null,null,null,null,null,null,null,null,null,null,null,null,null,null,null,null,null,null,null,null,null,null,null,null,null,null,null,null,null,null,null,null,null,null,null,null,null,null,38,"H 100x50x9.3 Kg/m","H","H",null,9.3000001907348633,100,50,5,7,11.850000381469727,187,14.800000190734863,3.9800000190734863,1.1200000047683716,37.4,5.9200000762939453,8,0,5,2.5]
[null,null,null,null,null,null,null,null,null,null,null,null,null,null,null,null,null,null,null,null,null,null,null,null,null,null,null,null,null,null,null,null,null,null,null,null,null,null,null,null,null,39,"H 100x100x17.2 Kg/m","H","H",null,17.200000762939453,100,100,6,8,21.899999618530273,383,134,4.179999828338623,2.4700000286102295,76.599999999999994,26.799999237060547,10,0,5,5]
[null,null,null,null,null,null,null,null,null,null,null,null,null,null,null,null,null,null,null,null,null,null,null,null,null,null,null,null,null,null,null,null,null,null,null,null,null,null,null,null,null,40,"H 125x60x13.2 Kg/m","H","H",null,13.199999809265137,125,60,6,8,16.840000152587891,413,29.200000762939453,4.9499998092651367,1.3200000524520874,66.08,9.7333335876464844,9,0,6.25,3]
[null,null,null,null,null,null,null,null,null,null,null,null,null,null,null,null,null,null,null,null,null,null,null,null,null,null,null,null,null,null,null,null,null,null,null,null,null,null,null,null,null,41,"H 125x125x23.8 Kg/m","H","H",null,23.799999237060547,125,125,6.5,9,30.309999465942383,847,293,5.2899999618530273,3.1099998950958252,135.52000000000001,46.880001068115234,10,0,6.25,6.25]
[null,null,null,null,null,null,null,null,null,null,null,null,null,null,null,null,null,null,null,null,null,null,null,null,null,null,null,null,null,null,null,null,null,null,null,null,null,null,null,null,null,42,"H 148x100x21.1 Kg/m","H","H",null,21.100000381469727,148,100,6,9,26.840000152587891,1020,151,6.1700000762939453,2.369999885559082,137.84,30.200000762939453,11,0,7.4000000953674316,5]
[null,null,null,null,null,null,null,null,null,null,null,null,null,null,null,null,null,null,null,null,null,null,null,null,null,null,null,null,null,null,null,null,null,null,null,null,null,null,null,null,null,43,"H 150x75x14 Kg/m","H","H",null,14,150,75,5,7,17.850000381469727,666,49.5,6.1100001335144043,1.6599999666213989,88.8,13.199999809265137,8,0,7.5,3.75]
[null,null,null,null,null,null,null,null,null,null,null,null,null,null,null,null,null,null,null,null,null,null,null,null,null,null,null,null,null,null,null,null,null,null,null,null,null,null,null,null,null,44,"H 150x150x31.5 Kg/m","H","H",null,31.5,150,150,7,10,40.139999389648438,1640,563,6.3899998664855957,3.75,218.67,75.066673278808594,11,0,7.5,7.5]
[null,null,null,null,null,null,null,null,null,null,null,null,null,null,null,null,null,null,null,null,null,null,null,null,null,null,null,null,null,null,null,null,null,null,null,null,null,null,null,null,null,45,"H 175x90x18.1 Kg/m","H","H",null,18.100000381469727,175,90,5,8,23.040000915527344,1210,97.5,7.2600002288818359,2.059999942779541,138.29,21.666669845581055,9,0,8.75,4.5]
[null,null,null,null,null,null,null,null,null,null,null,null,null,null,null,null,null,null,null,null,null,null,null,null,null,null,null,null,null,null,null,null,null,null,null,null,null,null,null,null,null,46,"H 175x175x40.2 Kg/m","H","H",null,40.099998474121094,175,175,7.5,11,51.209999084472656,2880,984,7.5,4.380000114440918,329.14,112.45709991455078,12,0,8.75,8.75]
[null,null,null,null,null,null,null,null,null,null,null,null,null,null,null,null,null,null,null,null,null,null,null,null,null,null,null,null,null,null,null,null,null,null,null,null,null,null,null,null,null,47,"H 194x150x30.6 Kg/m","H","H",null,30.600000381469727,194,150,6,9,39.009998321533203,2690,507,8.3000001907348633,3.6099998950958252,277.32,67.599998474121094,13,0,9.6999998092651367,7.5]
[null,null,null,null,null,null,null,null,null,null,null,null,null,null,null,null,null,null,null,null,null,null,null,null,null,null,null,null,null,null,null,null,null,null,null,null,null,null,null,null,null,48,"H 198x99x18.2 Kg/m","H","H",null,18.200000762939453,198,99,4.5,7,23.180000305175781,1580,114,8.2600002288818359,2.2100000381469727,159.6,23.030300140380859,11,0,9.8999996185302734,4.9499998092651367]
[null,null,null,null,null,null,null,null,null,null,null,null,null,null,null,null,null,null,null,null,null,null,null,null,null,null,null,null,null,null,null,null,null,null,null,null,null,null,null,null,null,49,"H 200x100x21.3 Kg/m","H","H",null,21.299999237060547,200,100,5.5,8,27.159999847412109,1840,134,8.2399997711181641,2.2200000286102295,184,26.799999237060547,11,0,10,5]
[null,null,null,null,null,null,null,null,null,null,null,null,null,null,null,null,null,null,null,null,null,null,null,null,null,null,null,null,null,null,null,null,null,null,null,null,null,null,null,null,null,50,"H 200x200x49.9 Kg/m","H","H",null,49.799999237060547,200,200,8,12,63.529998779296875,4720,1600,8.619999885559082,5.0199999809265137,472,160,13,0,10,10]
[null,null,null,null,null,null,null,null,null,null,null,null,null,null,null,null,null,null,null,null,null,null,null,null,null,null,null,null,null,null,null,null,null,null,null,null,null,null,null,null,null,51,"H 200x204x56.2 Kg/m","H","H",null,56.099998474121094,200,204,12,12,71.529998779296875,4980,1700,8.3500003814697266,4.880000114440918,498,166.66670227050781,13,0,10,10.199999809265137]
[null,null,null,null,null,null,null,null,null,null,null,null,null,null,null,null,null,null,null,null,null,null,null,null,null,null,null,null,null,null,null,null,null,null,null,null,null,null,null,null,null,52,"H 208x202x65.7 Kg/m","H","H",null,65.599998474121094,208,202,10,16,83.69000244140625,6530,2200,8.8299999237060547,5.130000114440918,627.88,217.82179260253906,13,0,10.399999618530273,10.100000381469727]
[null,null,null,null,null,null,null,null,null,null,null,null,null,null,null,null,null,null,null,null,null,null,null,null,null,null,null,null,null,null,null,null,null,null,null,null,null,null,null,null,null,53,"H 244x175x44.1 Kg/m","H","H",null,44,244,175,7,11,56.240001678466797,6120,984,10.399999618530273,4.179999828338623,501.64,112.45709991455078,16,0,12.199999809265137,8.75]
[null,null,null,null,null,null,null,null,null,null,null,null,null,null,null,null,null,null,null,null,null,null,null,null,null,null,null,null,null,null,null,null,null,null,null,null,null,null,null,null,null,54,"H 244x252x64.4 Kg/m","H","H",null,64.300003051757812,244,252,11,11,82.05999755859375,8790,2940,10.300000190734863,5.9800000190734863,720.49,233.33329772949219,16,0,12.199999809265137,12.600000381469727]
[null,null,null,null,null,null,null,null,null,null,null,null,null,null,null,null,null,null,null,null,null,null,null,null,null,null,null,null,null,null,null,null,null,null,null,null,null,null,null,null,null,55,"H 248x124x25.7 Kg/m","H","H",null,25.700000762939453,248,124,5,8,32.680000305175781,3540,255,10.399999618530273,2.7899999618530273,285.48,41.1290283203125,12,0,12.399999618530273,6.1999998092651367]
[null,null,null,null,null,null,null,null,null,null,null,null,null,null,null,null,null,null,null,null,null,null,null,null,null,null,null,null,null,null,null,null,null,null,null,null,null,null,null,null,null,56,"H 248x249x66.5 Kg/m","H","H",null,66.400001525878906,248,249,8,13,84.699996948242188,9930,3350,10.800000190734863,6.2800002098083496,800.81,269.0762939453125,16,0,12.399999618530273,12.449999809265137]
[null,null,null,null,null,null,null,null,null,null,null,null,null,null,null,null,null,null,null,null,null,null,null,null,null,null,null,null,null,null,null,null,null,null,null,null,null,null,null,null,null,57,"H 250x125x29.6 Kg/m","H","H",null,29.600000381469727,250,125,6,9,37.659999847412109,4050,294,10.399999618530273,2.7899999618530273,324,47.040000915527344,12,0,12.5,6.25]
[null,null,null,null,null,null,null,null,null,null,null,null,null,null,null,null,null,null,null,null,null,null,null,null,null,null,null,null,null,null,null,null,null,null,null,null,null,null,null,null,null,58,"H 250x250x72.4 Kg/m","H","H",null,72.300003051757813,250,250,9,14,92.180000305175781,10800,3650,10.800000190734863,6.2899999618530273,864,292,16,0,12.5,12.5]
[null,null,null,null,null,null,null,null,null,null,null,null,null,null,null,null,null,null,null,null,null,null,null,null,null,null,null,null,null,null,null,null,null,null,null,null,null,null,null,null,null,59,"H 250x255x82.2 Kg/m","H","H",null,82.099998474121094,250,255,14,14,104.69999694824219,11500,3880,10.5,6.0900001525878906,920,304.31369018554687,16,0,12.5,12.75]
[null,null,null,null,null,null,null,null,null,null,null,null,null,null,null,null,null,null,null,null,null,null,null,null,null,null,null,null,null,null,null,null,null,null,null,null,null,null,null,null,null,60,"H 294x200x56.8 Kg/m","H","H",null,56.700000762939453,294,200,8,12,72.379997253417969,11300,1600,12.494819641113281,4.7016539573669434,768.71,160,18,0,14.699999809265137,10]
[null,null,null,null,null,null,null,null,null,null,null,null,null,null,null,null,null,null,null,null,null,null,null,null,null,null,null,null,null,null,null,null,null,null,null,null,null,null,null,null,null,61,"H 294x302x84.5 Kg/m","H","H",null,84.400001525878906,294,302,12,12,107.69999694824219,16900,5520,12.526670455932617,7.159153938293457,1149.6600000000001,365.56289672851563,18,0,14.699999809265137,15.100000381469727]
[null,null,null,null,null,null,null,null,null,null,null,null,null,null,null,null,null,null,null,null,null,null,null,null,null,null,null,null,null,null,null,null,null,null,null,null,null,null,null,null,null,62,"H 298x149x32 Kg/m","H","H",null,32,298,149,5.5,8,40.799999237060547,6320,442,3.9357590675354004,1.0408329963684082,424.16,59.328861236572266,13,0,14.899999618530273,7.4499998092651367]
[null,null,null,null,null,null,null,null,null,null,null,null,null,null,null,null,null,null,null,null,null,null,null,null,null,null,null,null,null,null,null,null,null,null,null,null,null,null,null,null,null,63,"H 298x201x65.4 Kg/m","H","H",null,65.300003051757812,298,201,9,14,83.360000610351563,13300,1900,12.631270408630371,4.7741708755493164,892.62,189.05470275878906,18,0,14.899999618530273,10.050000190734863]
[null,null,null,null,null,null,null,null,null,null,null,null,null,null,null,null,null,null,null,null,null,null,null,null,null,null,null,null,null,null,null,null,null,null,null,null,null,null,null,null,null,64,"H 298x299x87 Kg/m","H","H",null,86.900001525878906,298,299,9,14,110.80000305175781,18800,6240,13.02593994140625,7.5045108795166016,1261.74,417.39129638671875,18,0,14.899999618530273,14.949999809265137]
[null,null,null,null,null,null,null,null,null,null,null,null,null,null,null,null,null,null,null,null,null,null,null,null,null,null,null,null,null,null,null,null,null,null,null,null,null,null,null,null,null,65,"H 300x150x36.7 Kg/m","H","H",null,36.700000762939453,300,150,6.5,9,46.779998779296875,7210,508,12.414739608764648,3.2953519821166992,480.67,67.733329772949219,13,0,15,7.5]
[null,null,null,null,null,null,null,null,null,null,null,null,null,null,null,null,null,null,null,null,null,null,null,null,null,null,null,null,null,null,null,null,null,null,null,null,null,null,null,null,null,66,"H 300x300x94 Kg/m","H","H",null,93.900001525878906,300,300,10,15,119.80000305175781,20400,6750,13.049280166625977,7.5062580108642578,1360,450,18,0,15,15]
[null,null,null,null,null,null,null,null,null,null,null,null,null,null,null,null,null,null,null,null,null,null,null,null,null,null,null,null,null,null,null,null,null,null,null,null,null,null,null,null,null,67,"H 300x305x106 Kg/m","H","H",null,105.90000152587891,300,305,15,15,134.80000305175781,21500,7100,12.629159927368164,7.2574529647827148,1433.33,465.57379150390625,18,0,15,15.25]
[null,null,null,null,null,null,null,null,null,null,null,null,null,null,null,null,null,null,null,null,null,null,null,null,null,null,null,null,null,null,null,null,null,null,null,null,null,null,null,null,null,68,"H 304x301x106 Kg/m","H","H",null,105.90000152587891,304,301,11,17,134.80000305175781,23400,7730,13.175370216369629,7.5725960731506348,1539.47,513.62127685546875,18,0,15.199999809265137,15.050000190734863]
[null,null,null,null,null,null,null,null,null,null,null,null,null,null,null,null,null,null,null,null,null,null,null,null,null,null,null,null,null,null,null,null,null,null,null,null,null,null,null,null,null,69,"H 336x249x69.2 Kg/m","H","H",null,69.099998474121094,336,249,8,12,88.150001525878906,18500,3090,14.486869812011719,5.9206318855285645,1101.19,248.19279479980469,20,0,16.799999237060547,12.449999809265137]
[null,null,null,null,null,null,null,null,null,null,null,null,null,null,null,null,null,null,null,null,null,null,null,null,null,null,null,null,null,null,null,null,null,null,null,null,null,null,null,null,null,70,"H 338x351x106 Kg/m","H","H",null,105.90000152587891,338,351,13,13,135.30000305175781,28200,9380,14.436960220336914,8.3263092041015625,1668.64,534.4730224609375,20,0,16.899999618530273,17.549999237060547]
[null,null,null,null,null,null,null,null,null,null,null,null,null,null,null,null,null,null,null,null,null,null,null,null,null,null,null,null,null,null,null,null,null,null,null,null,null,null,null,null,null,71,"H 340x250x79.7 Kg/m","H","H",null,79.599998474121094,340,250,9,14,101.5,21700,3650,14.621669769287109,5.9967150688171387,1276.47,292,20,0,17,12.5]
[null,null,null,null,null,null,null,null,null,null,null,null,null,null,null,null,null,null,null,null,null,null,null,null,null,null,null,null,null,null,null,null,null,null,null,null,null,null,null,null,null,72,"H 344x348x115 Kg/m","H","H",null,114.90000152587891,344,348,10,16,146,33300,11200,15.102390289306641,8.7585573196411133,1936.05,643.67822265625,20,0,17.200000762939453,17.399999618530273]
[null,null,null,null,null,null,null,null,null,null,null,null,null,null,null,null,null,null,null,null,null,null,null,null,null,null,null,null,null,null,null,null,null,null,null,null,null,null,null,null,null,73,"H 344x354x131 Kg/m","H","H",null,130.80000305175781,344,354,16,16,166.60000610351562,35300,11800,14.556260108947754,8.4159555435180664,2052.33,666.66668701171875,20,0,17.200000762939453,17.700000762939453]
[null,null,null,null,null,null,null,null,null,null,null,null,null,null,null,null,null,null,null,null,null,null,null,null,null,null,null,null,null,null,null,null,null,null,null,null,null,null,null,null,null,74,"H 346x174x41.4 Kg/m","H","H",null,41.299999237060547,346,174,6,9,52.680000305175781,11100,792,14.515720367431641,3.877392053604126,641.62,91.034477233886719,14,0,17.299999237060547,8.6999998092651367]
[null,null,null,null,null,null,null,null,null,null,null,null,null,null,null,null,null,null,null,null,null,null,null,null,null,null,null,null,null,null,null,null,null,null,null,null,null,null,null,null,null,75,"H 350x175x49.6 Kg/m","H","H",null,49.5,350,175,7,11,63.139999389648438,13600,984,14.67632007598877,3.9477100372314453,777.14,112.45709991455078,14,0,17.5,8.75]
[null,null,null,null,null,null,null,null,null,null,null,null,null,null,null,null,null,null,null,null,null,null,null,null,null,null,null,null,null,null,null,null,null,null,null,null,null,null,null,null,null,76,"H 350x350x137 Kg/m","H","H",null,136.80000305175781,350,350,12,19,173.89999389648437,40300,13600,15.223090171813965,8.8434076309204102,2302.86,777.14288330078125,20,0,17.5,17.5]
[null,null,null,null,null,null,null,null,null,null,null,null,null,null,null,null,null,null,null,null,null,null,null,null,null,null,null,null,null,null,null,null,null,null,null,null,null,null,null,null,null,77,"H 350x357x156 Kg/m","H","H",null,155.80000305175781,350,357,19,19,198.39999389648437,42800,14400,14.687609672546387,8.5194272994995117,2445.71,806.72271728515625,20,0,17.5,17.850000381469727]
[null,null,null,null,null,null,null,null,null,null,null,null,null,null,null,null,null,null,null,null,null,null,null,null,null,null,null,null,null,null,null,null,null,null,null,null,null,null,null,null,null,78,"H 354x176x57.8 Kg/m","H","H",null,57.700000762939453,354,176,8,13,73.680000305175781,16100,1180,14.782170295715332,4.0019001960754395,909.6,134.09089660644531,14,0,17.700000762939453,8.8000001907348633]
[null,null,null,null,null,null,null,null,null,null,null,null,null,null,null,null,null,null,null,null,null,null,null,null,null,null,null,null,null,null,null,null,null,null,null,null,null,null,null,null,null,79,"H 386x299x94.3 Kg/m","H","H",null,94.199996948242188,386,299,9,14,120.09999847412109,33700,6240,16.751100540161133,7.2080998420715332,1746.11,417.39129638671875,22,0,19.299999237060547,14.949999809265137]
[null,null,null,null,null,null,null,null,null,null,null,null,null,null,null,null,null,null,null,null,null,null,null,null,null,null,null,null,null,null,null,null,null,null,null,null,null,null,null,null,null,80,"H 388x402x140 Kg/m","H","H",null,139.80000305175781,388,402,15,15,178.5,49000,16300,16.568340301513672,9.5559682846069336,2525.77,810.9453125,22,0,19.399999618530273,20.100000381469727]
[null,null,null,null,null,null,null,null,null,null,null,null,null,null,null,null,null,null,null,null,null,null,null,null,null,null,null,null,null,null,null,null,null,null,null,null,null,null,null,null,null,81,"H 390x300x107 Kg/m","H","H",null,106.90000152587891,390,300,10,16,136,38700,7210,16.868869781494141,7.2811198234558105,1984.62,480.66668701171875,22,0,19.5,15]
[null,null,null,null,null,null,null,null,null,null,null,null,null,null,null,null,null,null,null,null,null,null,null,null,null,null,null,null,null,null,null,null,null,null,null,null,null,null,null,null,null,82,"H 394x398x147 Kg/m","H","H",null,146.80000305175781,394,398,11,18,186.80000305175781,56100,18900,17.329780578613281,10.058710098266602,2847.72,949.74871826171875,22,0,19.700000762939453,19.899999618530273]
[null,null,null,null,null,null,null,null,null,null,null,null,null,null,null,null,null,null,null,null,null,null,null,null,null,null,null,null,null,null,null,null,null,null,null,null,null,null,null,null,null,83,"H 396x199x56.6 Kg/m","H","H",null,56.5,396,199,7,11,72.160003662109375,20000,1450,16.64818000793457,4.482658863067627,1010.1,145.72860717773437,16,0,19.799999237060547,9.9499998092651367]
[null,null,null,null,null,null,null,null,null,null,null,null,null,null,null,null,null,null,null,null,null,null,null,null,null,null,null,null,null,null,null,null,null,null,null,null,null,null,null,null,null,84,"H 400x200x66 Kg/m","H","H",null,65.900001525878906,400,200,8,13,84.120002746582031,23700,1740,16.785120010375977,4.5480480194091797,1185,174,16,0,20,10]
[null,null,null,null,null,null,null,null,null,null,null,null,null,null,null,null,null,null,null,null,null,null,null,null,null,null,null,null,null,null,null,null,null,null,null,null,null,null,null,null,null,85,"H 400x400x172 Kg/m","H","H",null,171.80000305175781,400,400,13,21,218.69999694824219,66600,22400,17.450700759887695,10.120450019836426,3330,1120,22,0,20,20]
[null,null,null,null,null,null,null,null,null,null,null,null,null,null,null,null,null,null,null,null,null,null,null,null,null,null,null,null,null,null,null,null,null,null,null,null,null,null,null,null,null,86,"H 400x408x197 Kg/m","H","H",null,196.69999694824219,400,408,21,21,250.69999694824219,70900,23800,16.816900253295898,9.7434177398681641,3545,1166.6669921875,22,0,20,20.399999618530273]
[null,null,null,null,null,null,null,null,null,null,null,null,null,null,null,null,null,null,null,null,null,null,null,null,null,null,null,null,null,null,null,null,null,null,null,null,null,null,null,null,null,87,"H 404x201x75.5 Kg/m","H","H",null,75.400001525878906,404,201,9,15,96.160003662109375,27500,2030,16.910989761352539,4.5946331024169922,1361.39,201.99009704589844,16,0,20.200000762939453,10.050000190734863]
[null,null,null,null,null,null,null,null,null,null,null,null,null,null,null,null,null,null,null,null,null,null,null,null,null,null,null,null,null,null,null,null,null,null,null,null,null,null,null,null,null,88,"H 414x405x232 Kg/m","H","H",null,231.69999694824219,414,405,18,28,295.39999389648437,92800,31000,17.72429084777832,10.244139671325684,4483.09,1530.864013671875,22,0,20.700000762939453,20.25]
[null,null,null,null,null,null,null,null,null,null,null,null,null,null,null,null,null,null,null,null,null,null,null,null,null,null,null,null,null,null,null,null,null,null,null,null,null,null,null,null,null,89,"H 428x407x283 Kg/m","H","H",null,282.60000610351562,428,407,20,35,360.70001220703125,119000,39400,18.163539886474609,10.451410293579102,5560.75,1936.1180419921875,22,0,21.399999618530273,20.350000381469727]
[null,null,null,null,null,null,null,null,null,null,null,null,null,null,null,null,null,null,null,null,null,null,null,null,null,null,null,null,null,null,null,null,null,null,null,null,null,null,null,null,null,90,"H 434x299x106 Kg/m","H","H",null,105.90000152587891,434,299,10,15,135,46800,6690,18.618989944458008,7.0395708084106445,2156.6799999999998,447.49160766601562,24,0,21.700000762939453,14.949999809265137]
[null,null,null,null,null,null,null,null,null,null,null,null,null,null,null,null,null,null,null,null,null,null,null,null,null,null,null,null,null,null,null,null,null,null,null,null,null,null,null,null,null,91,"H 440x300x124 Kg/m","H","H",null,123.80000305175781,440,300,11,18,157.39999389648437,56100,8110,18.878999710083008,7.1780757904052734,2550,540.66668701171875,24,0,22,15]
[null,null,null,null,null,null,null,null,null,null,null,null,null,null,null,null,null,null,null,null,null,null,null,null,null,null,null,null,null,null,null,null,null,null,null,null,null,null,null,null,null,92,"H 446x199x66.2 Kg/m","H","H",null,66.099998474121094,446,199,8,12,84.300003051757813,28700,1580,18.451309204101563,4.3292708396911621,1287,158.79400634765625,18,0,22.299999237060547,9.9499998092651367]
[null,null,null,null,null,null,null,null,null,null,null,null,null,null,null,null,null,null,null,null,null,null,null,null,null,null,null,null,null,null,null,null,null,null,null,null,null,null,null,null,null,93,"H 446x302x145 Kg/m","H","H",null,144.80000305175781,446,302,13,21,184.30000305175781,66400,9660,18.981100082397461,7.2397890090942383,2977.58,639.735107421875,24,0,22.299999237060547,15.100000381469727]
[null,null,null,null,null,null,null,null,null,null,null,null,null,null,null,null,null,null,null,null,null,null,null,null,null,null,null,null,null,null,null,null,null,null,null,null,null,null,null,null,null,94,"H 450x200x76 Kg/m","H","H",null,75.900001525878906,450,200,9,14,96.760002136230469,33500,1870,18.60692024230957,4.3961539268493652,1488.89,187,18,0,22.5,10]
[null,null,null,null,null,null,null,null,null,null,null,null,null,null,null,null,null,null,null,null,null,null,null,null,null,null,null,null,null,null,null,null,null,null,null,null,null,null,null,null,null,95,"H 456x201x88.9 Kg/m","H","H",null,88.800003051757813,456,201,10,17,113.30000305175781,40400,2310,18.883209228515625,4.5153460502624512,1771.93,229.85079956054687,18,0,22.799999237060547,10.050000190734863]
[null,null,null,null,null,null,null,null,null,null,null,null,null,null,null,null,null,null,null,null,null,null,null,null,null,null,null,null,null,null,null,null,null,null,null,null,null,null,null,null,null,96,"H 458x417x415 Kg/m","H","H",null,414.5,458,417,30,50,528.5999755859375,187000,60500,18.808629989624023,10.698280334472656,8165.94,2901.678955078125,22,0,22.899999618530273,20.850000381469727]
[null,null,null,null,null,null,null,null,null,null,null,null,null,null,null,null,null,null,null,null,null,null,null,null,null,null,null,null,null,null,null,null,null,null,null,null,null,null,null,null,null,97,"H 482x300x114 Kg/m","H","H",null,113.90000152587891,482,300,11,15,145.5,60400,6760,20.374500274658203,6.8161931037902832,2506.2199999999998,450.66668701171875,26,0,24.100000381469727,15]
[null,null,null,null,null,null,null,null,null,null,null,null,null,null,null,null,null,null,null,null,null,null,null,null,null,null,null,null,null,null,null,null,null,null,null,null,null,null,null,null,null,98,"H 488x300x128 Kg/m","H","H",null,127.80000305175781,488,300,11,18,163.5,71000,8110,20.838680267333984,7.0429010391235352,2909.84,540.66668701171875,26,0,24.399999618530273,15]
[null,null,null,null,null,null,null,null,null,null,null,null,null,null,null,null,null,null,null,null,null,null,null,null,null,null,null,null,null,null,null,null,null,null,null,null,null,null,null,null,null,99,"H 494x302x150 Kg/m","H","H",null,149.80000305175781,494,302,13,21,191.39999389648437,83800,9660,20.924299240112305,7.1042389869689941,3392.71,639.735107421875,26,0,24.700000762939453,15.100000381469727]
[null,null,null,null,null,null,null,null,null,null,null,null,null,null,null,null,null,null,null,null,null,null,null,null,null,null,null,null,null,null,null,null,null,null,null,null,null,null,null,null,null,100,"H 496x199x79.5 Kg/m","H","H",null,79.400001525878906,496,199,9,14,101.30000305175781,41900,1840,20.33772087097168,4.261909008026123,1689.52,184.92460632324219,20,0,24.799999237060547,9.9499998092651367]
[null,null,null,null,null,null,null,null,null,null,null,null,null,null,null,null,null,null,null,null,null,null,null,null,null,null,null,null,null,null,null,null,null,null,null,null,null,null,null,null,null,101,"H 498x432x605 Kg/m","H","H",null,604.20001220703125,498,432,45,70,770.0999755859375,298000,94400,19.671369552612305,11.071649551391602,11967.87,4370.37109375,22,0,24.899999618530273,21.600000381469727]
[null,null,null,null,null,null,null,null,null,null,null,null,null,null,null,null,null,null,null,null,null,null,null,null,null,null,null,null,null,null,null,null,null,null,null,null,null,null,null,null,null,102,"H 500x200x89.6 Kg/m","H","H",null,89.5,500,200,10,16,114.19999694824219,47800,2140,20.458839416503906,4.3288631439208984,1912,214,20,0,25,10]
[null,null,null,null,null,null,null,null,null,null,null,null,null,null,null,null,null,null,null,null,null,null,null,null,null,null,null,null,null,null,null,null,null,null,null,null,null,null,null,null,null,103,"H 506x201x103 Kg/m","H","H",null,102.90000152587891,506,201,11,19,131.30000305175781,56500,2580,20.74397087097168,4.4327940940856934,2233.1999999999998,256.71640014648437,20,0,25.299999237060547,10.050000190734863]
[null,null,null,null,null,null,null,null,null,null,null,null,null,null,null,null,null,null,null,null,null,null,null,null,null,null,null,null,null,null,null,null,null,null,null,null,null,null,null,null,null,104,"H 582x300x137 Kg/m","H","H",null,136.80000305175781,582,300,12,17,174.5,103000,7670,24.295219421386719,6.6297931671142578,3539.52,511.33331298828125,28,0,29.100000381469727,15]
[null,null,null,null,null,null,null,null,null,null,null,null,null,null,null,null,null,null,null,null,null,null,null,null,null,null,null,null,null,null,null,null,null,null,null,null,null,null,null,null,null,105,"H 588x300x151 Kg/m","H","H",null,150.80000305175781,588,300,12,20,192.5,118000,9020,24.758579254150391,6.8452281951904297,4013.61,601.33331298828125,28,0,29.399999618530273,15]
[null,null,null,null,null,null,null,null,null,null,null,null,null,null,null,null,null,null,null,null,null,null,null,null,null,null,null,null,null,null,null,null,null,null,null,null,null,null,null,null,null,106,"H 594x302x175 Kg/m","H","H",null,174.80000305175781,594,302,14,23,222.39999389648437,137000,10600,24.819490432739258,6.9037580490112305,4612.79,701.98681640625,28,0,29.700000762939453,15.100000381469727]
[null,null,null,null,null,null,null,null,null,null,null,null,null,null,null,null,null,null,null,null,null,null,null,null,null,null,null,null,null,null,null,null,null,null,null,null,null,null,null,null,null,107,"H 596x199x94.6 Kg/m","H","H",null,94.5,596,199,10,15,120.5,68700,1980,23.877279281616211,4.0535831451416016,2305.37,198.9949951171875,22,0,29.799999237060547,9.9499998092651367]
[null,null,null,null,null,null,null,null,null,null,null,null,null,null,null,null,null,null,null,null,null,null,null,null,null,null,null,null,null,null,null,null,null,null,null,null,null,null,null,null,null,108,"H 600x200x106 Kg/m","H","H",null,105.90000152587891,600,200,11,17,134.39999389648437,77600,2280,24.028749465942383,4.1187729835510254,2586.67,228,22,0,30,10]
[null,null,null,null,null,null,null,null,null,null,null,null,null,null,null,null,null,null,null,null,null,null,null,null,null,null,null,null,null,null,null,null,null,null,null,null,null,null,null,null,null,109,"H 606x201x120 Kg/m","H","H",null,119.80000305175781,606,201,12,20,152.5,90400,2720,24.347219467163086,4.2232770919799805,2983.5,270.64678955078125,22,0,30.299999237060547,10.050000190734863]
[null,null,null,null,null,null,null,null,null,null,null,null,null,null,null,null,null,null,null,null,null,null,null,null,null,null,null,null,null,null,null,null,null,null,null,null,null,null,null,null,null,110,"H 612x202x134 Kg/m","H","H",null,133.80000305175781,612,202,13,23,170.69999694824219,103000,3180,24.564159393310547,4.3161530494689941,3366.01,314.85150146484375,22,0,30.600000381469727,10.100000381469727]
[null,null,null,null,null,null,null,null,null,null,null,null,null,null,null,null,null,null,null,null,null,null,null,null,null,null,null,null,null,null,null,null,null,null,null,null,null,null,null,null,null,111,"H 692x300x166 Kg/m","H","H",null,165.80000305175781,692,300,13,20,211.5,172000,9020,28.517339706420898,6.5305252075195312,4971.1000000000004,601.33331298828125,28,0,34.599998474121094,15]
[null,null,null,null,null,null,null,null,null,null,null,null,null,null,null,null,null,null,null,null,null,null,null,null,null,null,null,null,null,null,null,null,null,null,null,null,null,null,null,null,null,112,"H 700x300x185 Kg/m","H","H",null,184.80000305175781,700,300,13,24,235.5,201000,10800,29.214780807495117,6.7719922065734863,5742.86,720,28,0,35,15]
[null,null,null,null,null,null,null,null,null,null,null,null,null,null,null,null,null,null,null,null,null,null,null,null,null,null,null,null,null,null,null,null,null,null,null,null,null,null,null,null,null,113,"H 792x300x191 Kg/m","H","H",null,190.80000305175781,792,300,14,22,243.39999389648437,254000,9930,32.304019927978516,6.3872561454772949,6414.14,662,28,0,39.599998474121094,15]
[null,null,null,null,null,null,null,null,null,null,null,null,null,null,null,null,null,null,null,null,null,null,null,null,null,null,null,null,null,null,null,null,null,null,null,null,null,null,null,null,null,114,"H 800x300x210 Kg/m","H","H",null,209.69999694824219,800,300,14,26,267.39999389648437,292000,11700,33.045379638671875,6.6147317886352539,7300,780,28,0,40,15]
[null,null,null,null,null,null,null,null,null,null,null,null,null,null,null,null,null,null,null,null,null,null,null,null,null,null,null,null,null,null,null,null,null,null,null,null,null,null,null,null,null,115,"H 890x299x213 Kg/m","H","H",null,212.69999694824219,890,299,15,23,270.89999389648438,345000,10300,35.686588287353516,6.1661510467529297,7752.81,688.96319580078125,28,0,44.5,14.949999809265137]
[null,null,null,null,null,null,null,null,null,null,null,null,null,null,null,null,null,null,null,null,null,null,null,null,null,null,null,null,null,null,null,null,null,null,null,null,null,null,null,null,null,116,"H 900x300x243 Kg/m","H","H",null,242.69999694824219,900,300,16,28,309.79998779296875,411000,12600,36.423381805419922,6.3774127960205078,9133.33,840,28,0,45,15]
[null,null,null,null,null,null,null,null,null,null,null,null,null,null,null,null,null,null,null,null,null,null,null,null,null,null,null,null,null,null,null,null,null,null,null,null,null,null,null,null,null,117,"H 912x302x286 Kg/m","H","H",null,285.60000610351562,912,302,18,34,364,498000,15700,36.988269805908203,6.5674858093261719,10921.05,1039.7349853515625,28,0,45.599998474121094,15.100000381469727]
[null,null,null,null,null,null,null,null,null,null,null,null,null,null,null,null,null,null,null,null,null,null,null,null,null,null,null,null,null,null,null,null,null,null,null,null,null,null,null,null,null,118,"T 50x100x8.6 Kg/m","TH","T",null,8.6000003814697266,50,100,6,8,10.949999809265137,16.100000381469727,66.900001525878906,1.2100000381469727,2.4700000286102295,4.03,13.399999618530273,10,0,4,5]
[null,null,null,null,null,null,null,null,null,null,null,null,null,null,null,null,null,null,null,null,null,null,null,null,null,null,null,null,null,null,null,null,null,null,null,null,null,null,null,null,null,119,"T 62.5x125x11.9 Kg/m","TH","T",null,11.899999618530273,62.5,125,6.5,9,15.159999847412109,35,147,1.5199999809265137,3.1099998950958252,6.91,23.5,10,0,5.059999942779541,6.25]
[null,null,null,null,null,null,null,null,null,null,null,null,null,null,null,null,null,null,null,null,null,null,null,null,null,null,null,null,null,null,null,null,null,null,null,null,null,null,null,null,null,120,"T 74x100x10.5 Kg/m","TH","T",null,10.5,74,100,6,9,13.420000076293945,51.700000762939453,75.300003051757813,1.9600000381469727,2.369999885559082,8.84,15.100000381469727,11,0,5.8499999046325684,5]
[null,null,null,null,null,null,null,null,null,null,null,null,null,null,null,null,null,null,null,null,null,null,null,null,null,null,null,null,null,null,null,null,null,null,null,null,null,null,null,null,null,121,"T 75x150x15.8 Kg/m","TH","T",null,15.800000190734863,75,150,7,10,20.069999694824219,66.400001525878906,282,1.8200000524520874,3.75,10.8,37.599998474121094,11,0,6.130000114440918,7.5]
[null,null,null,null,null,null,null,null,null,null,null,null,null,null,null,null,null,null,null,null,null,null,null,null,null,null,null,null,null,null,null,null,null,null,null,null,null,null,null,null,null,122,"T 87.5x175x20.1 Kg/m","TH","T",null,20.100000381469727,87.5,175,7.5,11,25.610000610351563,115,492,2.119999885559082,4.380000114440918,15.9,56.200000762939453,12,0,7.1999998092651367,8.75]
[null,null,null,null,null,null,null,null,null,null,null,null,null,null,null,null,null,null,null,null,null,null,null,null,null,null,null,null,null,null,null,null,null,null,null,null,null,null,null,null,null,123,"T 99x99x9.1 Kg/m","TH","T",null,9.1000003814697266,99,99,4.5,7,11.590000152587891,93.800003051757813,56.799999237060547,2.8399999141693115,2.2100000381469727,12.1,11.5,11,0,7.7600002288818359,4.9499998092651367]
[null,null,null,null,null,null,null,null,null,null,null,null,null,null,null,null,null,null,null,null,null,null,null,null,null,null,null,null,null,null,null,null,null,null,null,null,null,null,null,null,null,124,"T 100x100x10.7 Kg/m","TH","T",null,10.699999809265137,100,100,5.5,8,13.579999923706055,114,67,2.9000000953674316,2.2200000286102295,14.8,13.399999618530273,11,0,7.7100000381469727,5]
[null,null,null,null,null,null,null,null,null,null,null,null,null,null,null,null,null,null,null,null,null,null,null,null,null,null,null,null,null,null,null,null,null,null,null,null,null,null,null,null,null,125,"T 97x150x15.3 Kg/m","TH","T",null,15.300000190734863,97,150,6,9,19.510000228881836,125,254,2.5299999713897705,3.6099998950958252,15.8,33.799999237060547,13,0,7.9099998474121094,7.5]
[null,null,null,null,null,null,null,null,null,null,null,null,null,null,null,null,null,null,null,null,null,null,null,null,null,null,null,null,null,null,null,null,null,null,null,null,null,null,null,null,null,126,"T 100x200x24.9 Kg/m","TH","T",null,24.899999618530273,100,200,8,12,31.770000457763672,184,801,2.4100000858306885,5.0199999809265137,22.3,80.099998474121094,13,0,8.2700004577636719,10]
[null,null,null,null,null,null,null,null,null,null,null,null,null,null,null,null,null,null,null,null,null,null,null,null,null,null,null,null,null,null,null,null,null,null,null,null,null,null,null,null,null,127,"T 100x204x28.1 Kg/m","TH","T",null,28.100000381469727,100,204,12,12,35.770000457763672,256,851,2.6700000762939453,4.880000114440918,32.4,83.400001525878906,13,0,7.9099998474121094,10.199999809265137]
[null,null,null,null,null,null,null,null,null,null,null,null,null,null,null,null,null,null,null,null,null,null,null,null,null,null,null,null,null,null,null,null,null,null,null,null,null,null,null,null,null,128,"T 104x202x32.8 Kg/m","TH","T",null,32.799999237060547,104,202,10,16,41.849998474121094,251,1100,2.4500000476837158,5.130000114440918,29.4,109,13,0,8.4899997711181641,10.100000381469727]
[null,null,null,null,null,null,null,null,null,null,null,null,null,null,null,null,null,null,null,null,null,null,null,null,null,null,null,null,null,null,null,null,null,null,null,null,null,null,null,null,null,129,"T 124x124x12.8 Kg/m","TH","T",null,12.800000190734863,124,124,5,8,16.340000152587891,208,127,3.5699999332427979,2.7899999618530273,21.3,20.5,12,0,9.7200002670288086,6.1999998092651367]
[null,null,null,null,null,null,null,null,null,null,null,null,null,null,null,null,null,null,null,null,null,null,null,null,null,null,null,null,null,null,null,null,null,null,null,null,null,null,null,null,null,130,"T 125x125x14.8 Kg/m","TH","T",null,14.800000190734863,125,125,6,9,18.829999923706055,248,147,3.630000114440918,2.7899999618530273,25.6,23.5,12,0,9.7200002670288086,6.25]
[null,null,null,null,null,null,null,null,null,null,null,null,null,null,null,null,null,null,null,null,null,null,null,null,null,null,null,null,null,null,null,null,null,null,null,null,null,null,null,null,null,131,"T 122x175x22.1 Kg/m","TH","T",null,22.100000381469727,122,175,7,11,28.120000839233398,289,492,3.2000000476837158,4.179999828338623,29.1,56.299999237060547,16,0,9.9300003051757813,8.75]
[null,null,null,null,null,null,null,null,null,null,null,null,null,null,null,null,null,null,null,null,null,null,null,null,null,null,null,null,null,null,null,null,null,null,null,null,null,null,null,null,null,132,"T 122x252x32.2 Kg/m","TH","T",null,32.200000762939453,122,252,11,11,41.029998779296875,445,1470,3.2899999618530273,5.9800000190734863,45.3,117,16,0,9.8100004196166992,12.600000381469727]
[null,null,null,null,null,null,null,null,null,null,null,null,null,null,null,null,null,null,null,null,null,null,null,null,null,null,null,null,null,null,null,null,null,null,null,null,null,null,null,null,null,133,"T 124x249x33.2 Kg/m","TH","T",null,33.200000762939453,124,249,8,13,42.349998474121094,364,1670,2.9300000667572021,6.2899999618530273,34.9,134,16,0,10.420000076293945,12.449999809265137]
[null,null,null,null,null,null,null,null,null,null,null,null,null,null,null,null,null,null,null,null,null,null,null,null,null,null,null,null,null,null,null,null,null,null,null,null,null,null,null,null,null,134,"T 125x250x36.2 Kg/m","TH","T",null,36.200000762939453,125,250,9,14,46.090000152587891,412,1820,2.9900000095367432,6.2899999618530273,39.5,146,16,0,10.420000076293945,12.5]
[null,null,null,null,null,null,null,null,null,null,null,null,null,null,null,null,null,null,null,null,null,null,null,null,null,null,null,null,null,null,null,null,null,null,null,null,null,null,null,null,null,135,"T 125x255x41.1 Kg/m","TH","T",null,41,125,255,14,14,52.340000152587891,589,1940,3.3599998950958252,6.0900001525878906,59.4,152,16,0,9.9200000762939453,12.75]
[null,null,null,null,null,null,null,null,null,null,null,null,null,null,null,null,null,null,null,null,null,null,null,null,null,null,null,null,null,null,null,null,null,null,null,null,null,null,null,null,null,136,"T 149x149x16 Kg/m","TH","T",null,16,149,149,5.5,8,20.399999618530273,393,221,4.3899998664855957,3.2899999618530273,33.799999999999997,29.700000762939453,13,0,11.640000343322754,7.4499998092651367]
[null,null,null,null,null,null,null,null,null,null,null,null,null,null,null,null,null,null,null,null,null,null,null,null,null,null,null,null,null,null,null,null,null,null,null,null,null,null,null,null,null,137,"T 150x150x18.4 Kg/m","TH","T",null,18.399999618530273,150,150,6.5,9,23.389999389648438,464,254,4.4499998092651367,3.2899999618530273,40,33.799999237060547,13,0,11.590000152587891,7.5]
[null,null,null,null,null,null,null,null,null,null,null,null,null,null,null,null,null,null,null,null,null,null,null,null,null,null,null,null,null,null,null,null,null,null,null,null,null,null,null,null,null,138,"T 147x200x28.4 Kg/m","TH","T",null,28.399999618530273,147,200,8,12,36.189998626708984,572,802,3.9700000286102295,4.7100000381469727,48.2,80.199996948242188,18,0,11.869999885559082,10]
[null,null,null,null,null,null,null,null,null,null,null,null,null,null,null,null,null,null,null,null,null,null,null,null,null,null,null,null,null,null,null,null,null,null,null,null,null,null,null,null,null,139,"T 149x201x32.7 Kg/m","TH","T",null,32.700000762939453,149,201,9,14,41.680000305175781,662,949,3.9900000095367432,4.7699999809265137,55.2,94.400001525878906,18,0,11.989999771118164,10.050000190734863]
[null,null,null,null,null,null,null,null,null,null,null,null,null,null,null,null,null,null,null,null,null,null,null,null,null,null,null,null,null,null,null,null,null,null,null,null,null,null,null,null,null,140,"T 147x302x42.3 Kg/m","TH","T",null,42.299999237060547,147,302,12,12,53.830001831054688,858,2760,3.9900000095367432,7.1599998474121094,72.3,183,18,0,10.859999656677246,15.100000381469727]
[null,null,null,null,null,null,null,null,null,null,null,null,null,null,null,null,null,null,null,null,null,null,null,null,null,null,null,null,null,null,null,null,null,null,null,null,null,null,null,null,null,141,"T 149x299x43.5 Kg/m","TH","T",null,43.5,149,299,9,14,55.400001525878906,715,3120,3.5899999141693115,7.5100002288818359,57,209,18,0,12.539999961853027,14.949999809265137]
[null,null,null,null,null,null,null,null,null,null,null,null,null,null,null,null,null,null,null,null,null,null,null,null,null,null,null,null,null,null,null,null,null,null,null,null,null,null,null,null,null,142,"T 150x300x47 Kg/m","TH","T",null,47,150,300,10,15,59.889999389648437,798,3380,3.6500000953674316,7.5100002288818359,63.7,225,18,0,12.529999732971191,15]
[null,null,null,null,null,null,null,null,null,null,null,null,null,null,null,null,null,null,null,null,null,null,null,null,null,null,null,null,null,null,null,null,null,null,null,null,null,null,null,null,null,143,"T 150x305x52.9 Kg/m","TH","T",null,52.900001525878906,150,305,15,15,67.389999389648437,1110,3550,4.0500001907348633,7.2600002288818359,92.5,233,18,0,12.970000267028809,15.25]
[null,null,null,null,null,null,null,null,null,null,null,null,null,null,null,null,null,null,null,null,null,null,null,null,null,null,null,null,null,null,null,null,null,null,null,null,null,null,null,null,null,144,"T 152x301x52.9 Kg/m","TH","T",null,52.900001525878906,152,301,11,17,67.410003662109375,903,3870,3.6600000858306885,7.570000171661377,71.400000000000006,257,18,0,12.649999618530273,15.050000190734863]
[null,null,null,null,null,null,null,null,null,null,null,null,null,null,null,null,null,null,null,null,null,null,null,null,null,null,null,null,null,null,null,null,null,null,null,null,null,null,null,null,null,145,"T 173x174x20.7 Kg/m","TH","T",null,20.700000762939453,173,174,6,9,26.340000152587891,679,396,5.0799999237060547,3.880000114440918,50,45.5,14,0,13.590000152587891,8.6999998092651367]
[null,null,null,null,null,null,null,null,null,null,null,null,null,null,null,null,null,null,null,null,null,null,null,null,null,null,null,null,null,null,null,null,null,null,null,null,null,null,null,null,null,146,"T 175x175x24.8 Kg/m","TH","T",null,24.799999237060547,175,175,7,11,31.569999694824219,815,492,5.0799999237060547,3.9500000476837158,59.3,56.200000762939453,14,0,13.75,8.75]
[null,null,null,null,null,null,null,null,null,null,null,null,null,null,null,null,null,null,null,null,null,null,null,null,null,null,null,null,null,null,null,null,null,null,null,null,null,null,null,null,null,147,"T 168x249x34.6 Kg/m","TH","T",null,34.599998474121094,168,249,8,12,44.080001831054688,881,1540,4.4699997901916504,5.9200000762939453,64,124,20,0,13.779999732971191,12.449999809265137]
[null,null,null,null,null,null,null,null,null,null,null,null,null,null,null,null,null,null,null,null,null,null,null,null,null,null,null,null,null,null,null,null,null,null,null,null,null,null,null,null,null,148,"T 170x250x39.8 Kg/m","TH","T",null,39.700000762939453,170,250,9,14,50.759998321533203,1020,1830,4.4800000190734863,6,73.099999999999994,146,20,0,13.909999847412109,12.5]
[null,null,null,null,null,null,null,null,null,null,null,null,null,null,null,null,null,null,null,null,null,null,null,null,null,null,null,null,null,null,null,null,null,null,null,null,null,null,null,null,null,149,"T 169x351x53.1 Kg/m","TH","T",null,53,169,351,13,13,67.629997253417969,1420,4690,4.5900001525878906,8.3299999237060547,104,267,20,0,13.689999580383301,17.549999237060547]
[null,null,null,null,null,null,null,null,null,null,null,null,null,null,null,null,null,null,null,null,null,null,null,null,null,null,null,null,null,null,null,null,null,null,null,null,null,null,null,null,null,150,"T 172x348x57.3 Kg/m","TH","T",null,57.200000762939453,172,348,10,16,73,1230,5620,4.1100001335144043,8.7799997329711914,84.7,323,20,0,14.529999732971191,17.399999618530273]
[null,null,null,null,null,null,null,null,null,null,null,null,null,null,null,null,null,null,null,null,null,null,null,null,null,null,null,null,null,null,null,null,null,null,null,null,null,null,null,null,null,151,"T 172x354x65.4 Kg/m","TH","T",null,65.300003051757812,172,354,16,16,83.319999694824219,1800,5920,4.6500000953674316,8.4300003051757812,131,335,20,0,13.800000190734863,17.700000762939453]
[null,null,null,null,null,null,null,null,null,null,null,null,null,null,null,null,null,null,null,null,null,null,null,null,null,null,null,null,null,null,null,null,null,null,null,null,null,null,null,null,null,152,"T 175x350x68.2 Kg/m","TH","T",null,68.099998474121094,175,350,12,19,86.94000244140625,1520,6790,4.179999828338623,8.8400001525878906,104,388,20,0,14.640000343322754,17.5]
[null,null,null,null,null,null,null,null,null,null,null,null,null,null,null,null,null,null,null,null,null,null,null,null,null,null,null,null,null,null,null,null,null,null,null,null,null,null,null,null,null,153,"T 175x357x77.9 Kg/m","TH","T",null,77.800003051757812,175,357,19,19,99.19000244140625,2200,7220,4.7100000381469727,8.5299997329711914,158,404,20,0,13.909999847412109,17.850000381469727]
[null,null,null,null,null,null,null,null,null,null,null,null,null,null,null,null,null,null,null,null,null,null,null,null,null,null,null,null,null,null,null,null,null,null,null,null,null,null,null,null,null,154,"T 198x199x28.3 Kg/m","TH","T",null,28.299999237060547,198,199,7,11,36.080001831054687,1190,723,5.7600002288818359,4.4800000190734863,76.400000000000006,72.699996948242188,16,0,15.630000114440918,9.9499998092651367]
[null,null,null,null,null,null,null,null,null,null,null,null,null,null,null,null,null,null,null,null,null,null,null,null,null,null,null,null,null,null,null,null,null,null,null,null,null,null,null,null,null,155,"T 200x200x33 Kg/m","TH","T",null,33,200,200,8,13,42.060001373291016,1400,868,5.7600002288818359,4.5399999618530273,88.6,86.800003051757813,16,0,15.770000457763672,10]
[null,null,null,null,null,null,null,null,null,null,null,null,null,null,null,null,null,null,null,null,null,null,null,null,null,null,null,null,null,null,null,null,null,null,null,null,null,null,null,null,null,156,"T 193x299x47.1 Kg/m","TH","T",null,47,193,299,9,14,60.049999237060547,1530,3120,5.0399999618530273,7.2100000381469727,95.5,209,22,0,15.970000267028809,14.949999809265137]
[null,null,null,null,null,null,null,null,null,null,null,null,null,null,null,null,null,null,null,null,null,null,null,null,null,null,null,null,null,null,null,null,null,null,null,null,null,null,null,null,null,157,"T 195x300x53.4 Kg/m","TH","T",null,53.299999237060547,195,300,10,16,67.980003356933594,1730,3600,5.0500001907348633,7.2800002098083496,108,240,22,0,16.090000152587891,15]
[null,null,null,null,null,null,null,null,null,null,null,null,null,null,null,null,null,null,null,null,null,null,null,null,null,null,null,null,null,null,null,null,null,null,null,null,null,null,null,null,null,158,"T 194x402x70 Kg/m","TH","T",null,70,194,402,15,15,89.230003356933594,2480,8130,5.2699999809265137,9.5399999618530273,158,404,22,0,15.699999809265137,20.100000381469727]
[null,null,null,null,null,null,null,null,null,null,null,null,null,null,null,null,null,null,null,null,null,null,null,null,null,null,null,null,null,null,null,null,null,null,null,null,null,null,null,null,null,159,"T 197x398x73.3 Kg/m","TH","T",null,73.300003051757812,197,398,11,18,93.410003662109375,2050,9460,4.679999828338623,10,123,475,22,0,16.690000534057617,19.899999618530273]
[null,null,null,null,null,null,null,null,null,null,null,null,null,null,null,null,null,null,null,null,null,null,null,null,null,null,null,null,null,null,null,null,null,null,null,null,null,null,null,null,null,160,"T 197x405x84.1 Kg/m","TH","T",null,84.099998474121094,197,405,18,18,107.19999694824219,3050,9980,5.3400001525878906,9.6499996185302734,193,493,22,0,15.810000419616699,20.25]
[null,null,null,null,null,null,null,null,null,null,null,null,null,null,null,null,null,null,null,null,null,null,null,null,null,null,null,null,null,null,null,null,null,null,null,null,null,null,null,null,null,161,"T 200x400x85.8 Kg/m","TH","T",null,85.800003051757812,200,400,13,21,109.30000305175781,2480,11200,4.7600002288818359,10.100000381469727,147,560,22,0,16.790000915527344,20]
[null,null,null,null,null,null,null,null,null,null,null,null,null,null,null,null,null,null,null,null,null,null,null,null,null,null,null,null,null,null,null,null,null,null,null,null,null,null,null,null,null,162,"T 200x408x98.4 Kg/m","TH","T",null,98.400001525878906,200,408,21,21,125.30000305175781,3650,11900,5.4000000953674316,9.75,229,584,22,0,15.930000305175781,20.399999618530273]
[null,null,null,null,null,null,null,null,null,null,null,null,null,null,null,null,null,null,null,null,null,null,null,null,null,null,null,null,null,null,null,null,null,null,null,null,null,null,null,null,null,163,"T 207x405x116 Kg/m","TH","T",null,116,207,405,18,28,147.69999694824219,3620,15500,4.9499998092651367,10.199999809265137,213,776,22,0,17.020000457763672,20.25]
[null,null,null,null,null,null,null,null,null,null,null,null,null,null,null,null,null,null,null,null,null,null,null,null,null,null,null,null,null,null,null,null,null,null,null,null,null,null,null,null,null,164,"T 223x199x33.1 Kg/m","TH","T",null,33.099998474121094,223,199,8,12,42.150001525878906,1880,790,6.6700000762939453,4.3299999237060547,109,79.400001525878906,18,0,17.200000762939453,9.9499998092651367]
[null,null,null,null,null,null,null,null,null,null,null,null,null,null,null,null,null,null,null,null,null,null,null,null,null,null,null,null,null,null,null,null,null,null,null,null,null,null,null,null,null,165,"T 225x200x38 Kg/m","TH","T",null,38,225,200,9,14,48.380001068115234,2160,936,6.679999828338623,4.4000000953674316,124,93.599998474121094,18,0,17.350000381469727,10]
[null,null,null,null,null,null,null,null,null,null,null,null,null,null,null,null,null,null,null,null,null,null,null,null,null,null,null,null,null,null,null,null,null,null,null,null,null,null,null,null,null,166,"T 217x300x53 Kg/m","TH","T",null,53,217,299,10,15,67.519996643066406,2350,3350,5.8899998664855957,7.0399999618530273,133,224,24,0,17.659999847412109,14.949999809265137]
[null,null,null,null,null,null,null,null,null,null,null,null,null,null,null,null,null,null,null,null,null,null,null,null,null,null,null,null,null,null,null,null,null,null,null,null,null,null,null,null,null,167,"T 220x300x61.8 Kg/m","TH","T",null,61.799999237060547,220,300,11,18,78.69000244140625,2680,4060,5.8400001525878906,7.679999828338623,149,270,24,0,17.950000762939453,15]
[null,null,null,null,null,null,null,null,null,null,null,null,null,null,null,null,null,null,null,null,null,null,null,null,null,null,null,null,null,null,null,null,null,null,null,null,null,null,null,null,null,168,"T 248x199x39.7 Kg/m","TH","T",null,39.599998474121094,248,199,9,14,50.639999389648438,2840,922,7.4899997711181641,4.2699999809265137,150,92.599998474121094,20,0,18.899999618530273,9.9499998092651367]
[null,null,null,null,null,null,null,null,null,null,null,null,null,null,null,null,null,null,null,null,null,null,null,null,null,null,null,null,null,null,null,null,null,null,null,null,null,null,null,null,null,169,"T 250x200x44.8 Kg/m","TH","T",null,44.700000762939453,250,200,10,16,57.119998931884766,3210,1070,7.5,4.3299999237060547,169,107,20,0,19.040000915527344,10]
[null,null,null,null,null,null,null,null,null,null,null,null,null,null,null,null,null,null,null,null,null,null,null,null,null,null,null,null,null,null,null,null,null,null,null,null,null,null,null,null,null,170,"T 253x201x51.5 Kg/m","TH","T",null,51.400001525878906,253,201,11,19,65.650001525878906,3670,1290,7.4800000190734863,4.429999828338623,190,128,20,0,19.350000381469727,10.050000190734863]
[null,null,null,null,null,null,null,null,null,null,null,null,null,null,null,null,null,null,null,null,null,null,null,null,null,null,null,null,null,null,null,null,null,null,null,null,null,null,null,null,null,171,"T 241x300x57.1 Kg/m","TH","T",null,57,241,300,11,15,72.760002136230469,3420,3380,6.8499999046325684,6.820000171661377,178,225,26,0,19.180000305175781,15]
[null,null,null,null,null,null,null,null,null,null,null,null,null,null,null,null,null,null,null,null,null,null,null,null,null,null,null,null,null,null,null,null,null,null,null,null,null,null,null,null,null,172,"T 244x300x64.2 Kg/m","TH","T",null,64.099998474121094,244,300,11,18,81.760002136230469,3620,4060,6.6599998474121094,7.070000171661377,184,70,26,0,19.739999771118164,15]
[null,null,null,null,null,null,null,null,null,null,null,null,null,null,null,null,null,null,null,null,null,null,null,null,null,null,null,null,null,null,null,null,null,null,null,null,null,null,null,null,null,173,"T 298x199x47.3 Kg/m","TH","T",null,47.200000762939453,298,199,10,15,60.229999542236328,5190,989,9.2899999618530273,4.0500001907348633,236,99.400001525878906,22,0,22.010000228881836,9.9499998092651367]
[null,null,null,null,null,null,null,null,null,null,null,null,null,null,null,null,null,null,null,null,null,null,null,null,null,null,null,null,null,null,null,null,null,null,null,null,null,null,null,null,null,174,"T 300x200x52.8 Kg/m","TH","T",null,52.700000762939453,300,200,11,17,67.209999084472656,5810,1140,9.3000001907348633,4.119999885559082,262,114,22,0,22.159999847412109,10]
[null,null,null,null,null,null,null,null,null,null,null,null,null,null,null,null,null,null,null,null,null,null,null,null,null,null,null,null,null,null,null,null,null,null,null,null,null,null,null,null,null,175,"T 303x201x59.8 Kg/m","TH","T",null,59.700000762939453,303,201,12,20,76.239997863769531,6570,1360,9.2799997329711914,4.2199997901916504,292,135,22,0,22.510000228881836,10.050000190734863]
[null,null,null,null,null,null,null,null,null,null,null,null,null,null,null,null,null,null,null,null,null,null,null,null,null,null,null,null,null,null,null,null,null,null,null,null,null,null,null,null,null,176,"T 306x202x67 Kg/m","TH","T",null,66.900001525878906,306,202,13,23,85.330001831054688,7340,1590,9.2700004577636719,4.309999942779541,322,157,22,0,22.809999465942383,10.100000381469727]
[null,null,null,null,null,null,null,null,null,null,null,null,null,null,null,null,null,null,null,null,null,null,null,null,null,null,null,null,null,null,null,null,null,null,null,null,null,null,null,null,null,177,"T 291x300x68.5 Kg/m","TH","T",null,68.400001525878906,291,300,12,17,87.239997863769531,6360,3830,8.5399999618530273,6.630000114440918,280,256,28,0,22.709999084472656,15]
[null,null,null,null,null,null,null,null,null,null,null,null,null,null,null,null,null,null,null,null,null,null,null,null,null,null,null,null,null,null,null,null,null,null,null,null,null,null,null,null,null,178,"T 294x300x75.6 Kg/m","TH","T",null,75.5,294,300,12,20,96.239997863769531,6710,4510,8.3500003814697266,6.8499999046325684,288,301,28,0,23.319999694824219,15]
[null,null,null,null,null,null,null,null,null,null,null,null,null,null,null,null,null,null,null,null,null,null,null,null,null,null,null,null,null,null,null,null,null,null,null,null,null,null,null,null,null,179,"T 297x302x87.3 Kg/m","TH","T",null,87.199996948242188,297,302,14,23,111.19999694824219,7920,5290,8.4399995803833008,6.9000000953674316,339,350,28,0,23.370000839233398,15.100000381469727]
[null,null,null,null,null,null,null,null,null,null,null,null,null,null,null,null,null,null,null,null,null,null,null,null,null,null,null,null,null,null,null,null,null,null,null,null,null,null,null,null,null,180,"T 346x300x83 Kg/m","TH","T",null,82.900001525878906,346,300,13,20,105.69999694824219,11300,4510,10.300000190734863,6.5300002098083496,425,301,28,0,26.610000610351562,15]
[null,null,null,null,null,null,null,null,null,null,null,null,null,null,null,null,null,null,null,null,null,null,null,null,null,null,null,null,null,null,null,null,null,null,null,null,null,null,null,null,null,181,"T 350x300x92.4 Kg/m","TH","T",null,92.300003051757813,350,300,13,24,117.69999694824219,12000,5410,10.100000381469727,6.7800002098083496,438,361,28,0,27.450000762939453,15]
[null,null,null,null,null,null,null,null,null,null,null,null,null,null,null,null,null,null,null,null,null,null,null,null,null,null,null,null,null,null,null,null,null,null,null,null,null,null,null,null,null,182,"T 396x300x95.6 Kg/m","TH","T",null,95.5,396,300,14,22,121.69999694824219,17100,4960,12.100000381469727,6.380000114440918,593,331,28,0,29.940000534057617,15]
[null,null,null,null,null,null,null,null,null,null,null,null,null,null,null,null,null,null,null,null,null,null,null,null,null,null,null,null,null,null,null,null,null,null,null,null,null,null,null,null,null,183,"T 400x300x105 Kg/m","TH","T",null,104.90000152587891,400,300,14,26,133.69999694824219,18800,5860,11.899999618530273,6.619999885559082,610,391,28,0,30.819999694824219,15]
[null,null,null,null,null,null,null,null,null,null,null,null,null,null,null,null,null,null,null,null,null,null,null,null,null,null,null,null,null,null,null,null,null,null,null,null,null,null,null,null,null,184,"EL 25x25x1.12 Kg/m","EL","L",null,1.1000000238418579,25,25,3,3,1.4270000457763672,0.80000001192092896,0.80000001192092896,0.74699997901916504,0.74699997901916504,0.45,0.44800001382827759,4,2,0.71899998188018799,0.71899998188018799]
[null,null,null,null,null,null,null,null,null,null,null,null,null,null,null,null,null,null,null,null,null,null,null,null,null,null,null,null,null,null,null,null,null,null,null,null,null,null,null,null,null,185,"EL 25x25x1.77 Kg/m","EL","L",null,1.7999999523162842,25,25,5,5,2.2599999904632568,1.2000000476837158,1.2000000476837158,0.73000001907348633,0.73000001907348633,0.71,0.70999997854232788,3.5,2.4000000953674316,0.80000001192092896,0.80000001192092896]
[null,null,null,null,null,null,null,null,null,null,null,null,null,null,null,null,null,null,null,null,null,null,null,null,null,null,null,null,null,null,null,null,null,null,null,null,null,null,null,null,null,186,"EL 30x30x1.36 Kg/m","EL","L",null,1.3999999761581421,30,30,3,3,1.7269999980926514,1.3999999761581421,1.4199999570846558,0.90799999237060547,0.90799999237060547,0.66,0.66100001335144043,4,2,0.84399998188018799,0.84399998188018799]
[null,null,null,null,null,null,null,null,null,null,null,null,null,null,null,null,null,null,null,null,null,null,null,null,null,null,null,null,null,null,null,null,null,null,null,null,null,null,null,null,null,187,"EL 30x30x2.18 Kg/m","EL","L",null,2.2000000476837158,30,30,5,5,2.7799999713897705,2.2000000476837158,2.1600000858306885,0.87999999523162842,0.87999999523162842,1.04,1.0099999904632568,5,2.4000000953674316,0.92000001668930054,0.92000001668930054]
[null,null,null,null,null,null,null,null,null,null,null,null,null,null,null,null,null,null,null,null,null,null,null,null,null,null,null,null,null,null,null,null,null,null,null,null,null,null,null,null,null,188,"EL 40x40x1.83 Kg/m","EL","L",null,1.7999999523162842,40,40,3,3,2.3359999656677246,3.5,3.5299999713897705,1.2300000190734863,1.2300000190734863,1.21,1.2100000381469727,4.5,2,1.0900000333786011,1.0900000333786011]
[null,null,null,null,null,null,null,null,null,null,null,null,null,null,null,null,null,null,null,null,null,null,null,null,null,null,null,null,null,null,null,null,null,null,null,null,null,null,null,null,null,189,"EL 40x40x2.42 Kg/m","EL","L",null,2.4000000953674316,40,40,4,4,3.0799999237060547,4.5,4.4699997901916504,1.2100000381469727,1.2100000381469727,1.55,1.5499999523162842,6,2.4000000953674316,1.1200000047683716,1.1200000047683716]
[null,null,null,null,null,null,null,null,null,null,null,null,null,null,null,null,null,null,null,null,null,null,null,null,null,null,null,null,null,null,null,null,null,null,null,null,null,null,null,null,null,190,"EL 40x40x2.95 Kg/m","EL","L",null,2.9000000953674316,40,40,5,5,3.755000114440918,5.4000000953674316,5.4200000762939453,1.2000000476837158,1.2000000476837158,1.91,1.9099999666213989,4.5,3,1.1699999570846558,1.1699999570846558]
[null,null,null,null,null,null,null,null,null,null,null,null,null,null,null,null,null,null,null,null,null,null,null,null,null,null,null,null,null,null,null,null,null,null,null,null,null,null,null,null,null,191,"EL 40x40x3.52 Kg/m","EL","L",null,3.5,40,40,6,6,4.4800000190734863,6.3000001907348633,6.309999942779541,1.190000057220459,1.190000057220459,2.2599999999999998,2.2599999904632568,6,2.4000000953674316,1.2000000476837158,1.2000000476837158]
[null,null,null,null,null,null,null,null,null,null,null,null,null,null,null,null,null,null,null,null,null,null,null,null,null,null,null,null,null,null,null,null,null,null,null,null,null,null,null,null,null,192,"EL 45x45x2.74 Kg/m","EL","L",null,2.7000000476837158,45,45,4,4,3.4920001029968262,6.5,6.5,1.3600000143051147,1.3600000143051147,2,2,6.5,3,1.2400000095367432,1.2400000095367432]
[null,null,null,null,null,null,null,null,null,null,null,null,null,null,null,null,null,null,null,null,null,null,null,null,null,null,null,null,null,null,null,null,null,null,null,null,null,null,null,null,null,193,"EL 45x45x3.38 Kg/m","EL","L",null,3.4000000953674316,45,45,5,5,4.3020000457763672,7.9000000953674316,7.9099998474121094,1.3600000143051147,1.3600000143051147,2.46,2.4600000381469727,6.5,3,1.2799999713897705,1.2799999713897705]
[null,null,null,null,null,null,null,null,null,null,null,null,null,null,null,null,null,null,null,null,null,null,null,null,null,null,null,null,null,null,null,null,null,null,null,null,null,null,null,null,null,194,"EL 50x50x2.33 Kg/m","EL","L",null,2.2999999523162842,50,50,3,3,2.9600000381469727,6.9000000953674316,6.8600001335144043,1.5199999809265137,1.5199999809265137,1.86,1.8600000143051147,7,2.4000000953674316,1.309999942779541,1.309999942779541]
[null,null,null,null,null,null,null,null,null,null,null,null,null,null,null,null,null,null,null,null,null,null,null,null,null,null,null,null,null,null,null,null,null,null,null,null,null,null,null,null,null,195,"EL 50x50x3.06 Kg/m","EL","L",null,3.0999999046325684,50,50,4,4,3.8919999599456787,9.1000003814697266,9.0600004196166992,1.5299999713897705,1.5299999713897705,2.4900000000000002,2.4900000095367432,6.5,3,1.3700000047683716,1.3700000047683716]
[null,null,null,null,null,null,null,null,null,null,null,null,null,null,null,null,null,null,null,null,null,null,null,null,null,null,null,null,null,null,null,null,null,null,null,null,null,null,null,null,null,196,"EL 50x50x3.77 Kg/m","EL","L",null,3.7999999523162842,50,50,5,5,4.8020000457763672,11.100000381469727,11.100000381469727,1.5199999809265137,1.5199999809265137,3.08,3.0799999237060547,6.5,3,1.4099999666213989,1.4099999666213989]
[null,null,null,null,null,null,null,null,null,null,null,null,null,null,null,null,null,null,null,null,null,null,null,null,null,null,null,null,null,null,null,null,null,null,null,null,null,null,null,null,null,197,"EL 50x50x4.43 Kg/m","EL","L",null,4.4000000953674316,50,50,6,6,5.6440000534057617,12.600000381469727,12.600000381469727,1.5,1.5,3.55,3.5499999523162842,6.5,4.5,1.440000057220459,1.440000057220459]
[null,null,null,null,null,null,null,null,null,null,null,null,null,null,null,null,null,null,null,null,null,null,null,null,null,null,null,null,null,null,null,null,null,null,null,null,null,null,null,null,null,198,"EL 60x60x3.68 Kg/m","EL","L",null,3.7000000476837158,60,60,4,4,4.6919999122619629,16,16,1.8500000238418579,1.8500000238418579,3.66,3.6600000858306885,6.5,3,1.6100000143051147,1.6100000143051147]
[null,null,null,null,null,null,null,null,null,null,null,null,null,null,null,null,null,null,null,null,null,null,null,null,null,null,null,null,null,null,null,null,null,null,null,null,null,null,null,null,null,199,"EL 60x60x4.55 Kg/m","EL","L",null,4.5,60,60,5,5,5.8020000457763672,19.600000381469727,19.600000381469727,1.8400000333786011,1.8400000333786011,4.5199999999999996,4.5199999809265137,6.5,3,1.6599999666213989,1.6599999666213989]
[null,null,null,null,null,null,null,null,null,null,null,null,null,null,null,null,null,null,null,null,null,null,null,null,null,null,null,null,null,null,null,null,null,null,null,null,null,null,null,null,null,200,"EL 65x65x5 Kg/m","EL","L",null,5,65,65,5,5,6.3670001029968262,25.299999237060547,25.299999237060547,1.9900000095367432,1.9900000095367432,5.35,5.3499999046325684,8.5,3,1.7699999809265137,1.7699999809265137]
[null,null,null,null,null,null,null,null,null,null,null,null,null,null,null,null,null,null,null,null,null,null,null,null,null,null,null,null,null,null,null,null,null,null,null,null,null,null,null,null,null,201,"EL 65x65x5.91 Kg/m","EL","L",null,5.9000000953674316,65,65,6,6,7.5269999504089355,29.399999618530273,29.399999618530273,1.9800000190734863,1.9800000190734863,6.26,6.2600002288818359,8.5,4,1.809999942779541,1.809999942779541]
[null,null,null,null,null,null,null,null,null,null,null,null,null,null,null,null,null,null,null,null,null,null,null,null,null,null,null,null,null,null,null,null,null,null,null,null,null,null,null,null,null,202,"EL 65x65x7.66 Kg/m","EL","L",null,7.6999998092651367,65,65,8,8,9.7609996795654297,36.799999237060547,36.799999237060547,1.940000057220459,1.940000057220459,7.96,7.9600000381469727,8.5,6,1.8799999952316284,1.8799999952316284]
[null,null,null,null,null,null,null,null,null,null,null,null,null,null,null,null,null,null,null,null,null,null,null,null,null,null,null,null,null,null,null,null,null,null,null,null,null,null,null,null,null,203,"EL 70x70x6.38 Kg/m","EL","L",null,6.4000000953674316,70,70,6,6,8.1269998550415039,37.099998474121094,37.099998474121094,2.1400001049041748,2.1400001049041748,7.33,7.3299999237060547,8.5,4,1.9299999475479126,1.9299999475479126]
[null,null,null,null,null,null,null,null,null,null,null,null,null,null,null,null,null,null,null,null,null,null,null,null,null,null,null,null,null,null,null,null,null,null,null,null,null,null,null,null,null,204,"EL 75x75x6.85 Kg/m","EL","L",null,6.8000001907348633,75,75,6,6,8.7270002365112305,46.099998474121094,46.099998474121094,2.2999999523162842,2.2999999523162842,8.4700000000000006,8.4700002670288086,8.5,4,2.059999942779541,2.059999942779541]
[null,null,null,null,null,null,null,null,null,null,null,null,null,null,null,null,null,null,null,null,null,null,null,null,null,null,null,null,null,null,null,null,null,null,null,null,null,null,null,null,null,205,"EL 75x75x9.96 Kg/m","EL","L",null,9.8999996185302734,75,75,9,9,12.689999580383301,64.400001525878906,64.400001525878906,2.25,2.25,12.1,12.100000381469727,8.5,6,2.1700000762939453,2.1700000762939453]
[null,null,null,null,null,null,null,null,null,null,null,null,null,null,null,null,null,null,null,null,null,null,null,null,null,null,null,null,null,null,null,null,null,null,null,null,null,null,null,null,null,206,"EL 75x75x13 Kg/m","EL","L",null,13,75,75,12,12,16.559999465942383,81.900001525878906,81.900001525878906,2.2200000286102295,2.2200000286102295,15.7,15.699999809265137,8.5,6,2.2899999618530273,2.2899999618530273]
[null,null,null,null,null,null,null,null,null,null,null,null,null,null,null,null,null,null,null,null,null,null,null,null,null,null,null,null,null,null,null,null,null,null,null,null,null,null,null,null,null,207,"EL 80x80x7.32 Kg/m","EL","L",null,7.3000001907348633,80,80,6,6,9.3269996643066406,56.400001525878906,56.400001525878906,2.4600000381469727,2.4600000381469727,9.6999999999999993,9.6999998092651367,8.5,4,2.1800000667572021,2.1800000667572021]
[null,null,null,null,null,null,null,null,null,null,null,null,null,null,null,null,null,null,null,null,null,null,null,null,null,null,null,null,null,null,null,null,null,null,null,null,null,null,null,null,null,208,"EL 90x90x8.28 Kg/m","EL","L",null,8.3000001907348633,90,90,6,6,10.550000190734863,80.699996948242188,80.699996948242188,2.7699999809265137,2.7699999809265137,12.3,12.300000190734863,10,5,2.4200000762939453,2.4200000762939453]
[null,null,null,null,null,null,null,null,null,null,null,null,null,null,null,null,null,null,null,null,null,null,null,null,null,null,null,null,null,null,null,null,null,null,null,null,null,null,null,null,null,209,"EL 90x90x9.59 Kg/m","EL","L",null,9.6000003814697266,90,90,7,7,12.220000267028809,93,93,2.7599999904632568,2.7599999904632568,14.2,14.199999809265137,10,5,2.4600000381469727,2.4600000381469727]
[null,null,null,null,null,null,null,null,null,null,null,null,null,null,null,null,null,null,null,null,null,null,null,null,null,null,null,null,null,null,null,null,null,null,null,null,null,null,null,null,null,210,"EL 90x90x13.3 Kg/m","EL","L",null,13.300000190734863,90,90,10,10,17,125,125,2.7100000381469727,2.7100000381469727,19.5,19.5,10,7,2.5699999332427979,2.5699999332427979]
[null,null,null,null,null,null,null,null,null,null,null,null,null,null,null,null,null,null,null,null,null,null,null,null,null,null,null,null,null,null,null,null,null,null,null,null,null,null,null,null,null,211,"EL 90x90x15.9 Kg/m","EL","L",null,15.899999618530273,90,90,12,12,20.299999237060547,148,148,2.7000000476837158,2.7000000476837158,23.3,23.299999237060547,11,4.8000001907348633,2.6600000858306885,2.6600000858306885]
[null,null,null,null,null,null,null,null,null,null,null,null,null,null,null,null,null,null,null,null,null,null,null,null,null,null,null,null,null,null,null,null,null,null,null,null,null,null,null,null,null,212,"EL 90x90x17 Kg/m","EL","L",null,17,90,90,13,13,21.709999084472656,156,156,2.6800000667572021,2.6800000667572021,24.8,24.799999237060547,10,7,2.690000057220459,2.690000057220459]
[null,null,null,null,null,null,null,null,null,null,null,null,null,null,null,null,null,null,null,null,null,null,null,null,null,null,null,null,null,null,null,null,null,null,null,null,null,null,null,null,null,213,"EL 100x100x10.7 Kg/m","EL","L",null,10.699999809265137,100,100,7,7,13.619999885559082,129,129,3.0799999237060547,3.0799999237060547,17.7,17.700000762939453,10,5,2.7100000381469727,2.7100000381469727]
[null,null,null,null,null,null,null,null,null,null,null,null,null,null,null,null,null,null,null,null,null,null,null,null,null,null,null,null,null,null,null,null,null,null,null,null,null,null,null,null,null,214,"EL 100x100x14.9 Kg/m","EL","L",null,14.899999618530273,100,100,10,10,19,175,175,3.0399999618530273,3.0399999618530273,24.4,24.399999618530273,10,7,2.8199999332427979,2.8199999332427979]
[null,null,null,null,null,null,null,null,null,null,null,null,null,null,null,null,null,null,null,null,null,null,null,null,null,null,null,null,null,null,null,null,null,null,null,null,null,null,null,null,null,215,"EL 100x100x17.8 Kg/m","EL","L",null,17.799999237060547,100,100,12,12,22.700000762939453,207,207,3.0199999809265137,3.0199999809265137,29.1,29.100000381469727,12,4.8000001907348633,2.9000000953674316,2.9000000953674316]
[null,null,null,null,null,null,null,null,null,null,null,null,null,null,null,null,null,null,null,null,null,null,null,null,null,null,null,null,null,null,null,null,null,null,null,null,null,null,null,null,null,216,"EL 100x100x19.1 Kg/m","EL","L",null,19.100000381469727,100,100,13,13,24.309999465942383,220,220,3,3,31.1,31.100000381469727,10,7,2.940000057220459,2.940000057220459]
[null,null,null,null,null,null,null,null,null,null,null,null,null,null,null,null,null,null,null,null,null,null,null,null,null,null,null,null,null,null,null,null,null,null,null,null,null,null,null,null,null,217,"EL 120x120x14.7 Kg/m","EL","L",null,14.699999809265137,120,120,8,8,18.760000228881836,258,258,3.7100000381469727,3.7100000381469727,29.5,29.5,12,5,3.2400000095367432,3.2400000095367432]
[null,null,null,null,null,null,null,null,null,null,null,null,null,null,null,null,null,null,null,null,null,null,null,null,null,null,null,null,null,null,null,null,null,null,null,null,null,null,null,null,null,218,"EL 130x130x17.9 Kg/m","EL","L",null,17.899999618530273,130,130,9,9,22.739999771118164,366,366,4.0100002288818359,4.0100002288818359,38.700000000000003,38.700000762939453,12,6,3.5299999713897705,3.5299999713897705]
[null,null,null,null,null,null,null,null,null,null,null,null,null,null,null,null,null,null,null,null,null,null,null,null,null,null,null,null,null,null,null,null,null,null,null,null,null,null,null,null,null,219,"EL 130x130x23.4 Kg/m","EL","L",null,23.399999618530273,130,130,12,12,29.760000228881836,467,467,3.9600000381469727,3.9600000381469727,49.9,49.900001525878906,12,8.5,3.6400001049041748,3.6400001049041748]
[null,null,null,null,null,null,null,null,null,null,null,null,null,null,null,null,null,null,null,null,null,null,null,null,null,null,null,null,null,null,null,null,null,null,null,null,null,null,null,null,null,220,"EL 130x130x28.8 Kg/m","EL","L",null,28.799999237060547,130,130,15,15,36.75,568,568,3.9300000667572021,3.9300000667572021,61.5,61.5,12,8.5,3.7599999904632568,3.7599999904632568]
[null,null,null,null,null,null,null,null,null,null,null,null,null,null,null,null,null,null,null,null,null,null,null,null,null,null,null,null,null,null,null,null,null,null,null,null,null,null,null,null,null,221,"EL 150x150x27.3 Kg/m","EL","L",null,27.299999237060547,150,150,12,12,34.770000457763672,740,740,4.6100001335144043,4.6100001335144043,68.099999999999994,68.099998474121094,14,7,4.1399998664855957,4.1399998664855957]
[null,null,null,null,null,null,null,null,null,null,null,null,null,null,null,null,null,null,null,null,null,null,null,null,null,null,null,null,null,null,null,null,null,null,null,null,null,null,null,null,null,222,"EL 150x150x33.6 Kg/m","EL","L",null,33.599998474121094,150,150,15,15,42.740001678466797,888,888,4.559999942779541,4.559999942779541,82.6,82.599998474121094,14,10,4.2399997711181641,4.2399997711181641]
[null,null,null,null,null,null,null,null,null,null,null,null,null,null,null,null,null,null,null,null,null,null,null,null,null,null,null,null,null,null,null,null,null,null,null,null,null,null,null,null,null,223,"EL 150x150x41.9 Kg/m","EL","L",null,41.799999237060547,150,150,19,19,53.380001068115234,1090,1090,4.5199999809265137,4.5199999809265137,103,103,14,10,4.4000000953674316,4.4000000953674316]
[null,null,null,null,null,null,null,null,null,null,null,null,null,null,null,null,null,null,null,null,null,null,null,null,null,null,null,null,null,null,null,null,null,null,null,null,null,null,null,null,null,224,"EL 175x175x31.8 Kg/m","EL","L",null,31.799999237060547,175,175,12,12,40.520000457763672,1170,1170,5.380000114440918,5.380000114440918,91.8,91.800003051757813,15,11,4.7300000190734863,4.7300000190734863]
[null,null,null,null,null,null,null,null,null,null,null,null,null,null,null,null,null,null,null,null,null,null,null,null,null,null,null,null,null,null,null,null,null,null,null,null,null,null,null,null,null,225,"EL 175x175x39.4 Kg/m","EL","L",null,39.299999237060547,175,175,15,15,50.209999084472656,1440,1440,5.3499999046325684,5.3499999046325684,114,114,15,11,4.8499999046325684,4.8499999046325684]
[null,null,null,null,null,null,null,null,null,null,null,null,null,null,null,null,null,null,null,null,null,null,null,null,null,null,null,null,null,null,null,null,null,null,null,null,null,null,null,null,null,226,"EL 200x200x45.3 Kg/m","EL","L",null,45.200000762939453,200,200,15,15,57.75,2180,2180,6.1399998664855957,6.1399998664855957,150,150,17,12,5.4600000381469727,5.4600000381469727]
[null,null,null,null,null,null,null,null,null,null,null,null,null,null,null,null,null,null,null,null,null,null,null,null,null,null,null,null,null,null,null,null,null,null,null,null,null,null,null,null,null,227,"EL 200x200x59.7 Kg/m","EL","L",null,59.599998474121094,200,200,20,20,76,2820,2820,6.0900001525878906,6.0900001525878906,197,197,17,12,5.6700000762939453,5.6700000762939453]
[null,null,null,null,null,null,null,null,null,null,null,null,null,null,null,null,null,null,null,null,null,null,null,null,null,null,null,null,null,null,null,null,null,null,null,null,null,null,null,null,null,228,"EL 200x200x73.6 Kg/m","EL","L",null,73.5,200,200,25,25,93.75,3420,3420,6.0399999618530273,6.0399999618530273,242,242,17,12,5.8600001335144043,5.8600001335144043]
[null,null,null,null,null,null,null,null,null,null,null,null,null,null,null,null,null,null,null,null,null,null,null,null,null,null,null,null,null,null,null,null,null,null,null,null,null,null,null,null,null,229,"EL 250x250x93.7 Kg/m","EL","L",null,93.599998474121094,250,250,25,25,119.40000152587891,6950,6950,7.630000114440918,7.630000114440918,388,388,24,12,7.0999999046325684,7.0999999046325684]
[null,null,null,null,null,null,null,null,null,null,null,null,null,null,null,null,null,null,null,null,null,null,null,null,null,null,null,null,null,null,null,null,null,null,null,null,null,null,null,null,null,230,"EL 250x250x128 Kg/m","EL","L",null,127.80000305175781,250,250,35,35,162.60000610351562,9110,9110,7.4899997711181641,7.4899997711181641,519,519,24,18,7.4499998092651367,7.4499998092651367]
[null,null,null,null,null,null,null,null,null,null,null,null,null,null,null,null,null,null,null,null,null,null,null,null,null,null,null,null,null,null,null,null,null,null,null,null,null,null,null,null,null,231,"UL 90x75x11 Kg/m","UL","L",null,11,90,75,9,9,14.039999961853027,109,68.099998474121094,2.7799999713897705,2.2000000476837158,17.399999999999999,12.399999618530273,8.5,6,2.75,2]
[null,null,null,null,null,null,null,null,null,null,null,null,null,null,null,null,null,null,null,null,null,null,null,null,null,null,null,null,null,null,null,null,null,null,null,null,null,null,null,null,null,232,"UL 100x75x9.32 Kg/m","UL","L",null,9.3000001907348633,100,75,7,7,11.869999885559082,118,56.900001525878906,3.1500000953674316,2.190000057220459,17,10,10,5,3.059999942779541,1.8300000429153442]
[null,null,null,null,null,null,null,null,null,null,null,null,null,null,null,null,null,null,null,null,null,null,null,null,null,null,null,null,null,null,null,null,null,null,null,null,null,null,null,null,null,233,"UL 100x75x13 Kg/m","UL","L",null,13,100,75,10,10,16.5,159,76.099998474121094,3.1099998950958252,2.1500000953674316,23.3,13.699999809265137,10,7,3.1700000762939453,1.940000057220459]
[null,null,null,null,null,null,null,null,null,null,null,null,null,null,null,null,null,null,null,null,null,null,null,null,null,null,null,null,null,null,null,null,null,null,null,null,null,null,null,null,null,234,"UL 125x75x10.7 Kg/m","UL","L",null,10.699999809265137,125,75,7,7,13.619999885559082,219,60.400001525878906,4.0100002288818359,2.1099998950958252,26.1,10.300000190734863,10,5,4.0999999046325684,1.6399999856948853]
[null,null,null,null,null,null,null,null,null,null,null,null,null,null,null,null,null,null,null,null,null,null,null,null,null,null,null,null,null,null,null,null,null,null,null,null,null,null,null,null,null,235,"UL 125x75x14.9 Kg/m","UL","L",null,14.899999618530273,125,75,10,10,19,299,80.800003051757813,3.9600000381469727,2.059999942779541,36.1,14.100000381469727,10,7,4.2199997901916504,1.75]
[null,null,null,null,null,null,null,null,null,null,null,null,null,null,null,null,null,null,null,null,null,null,null,null,null,null,null,null,null,null,null,null,null,null,null,null,null,null,null,null,null,236,"UL 125x75x19.1 Kg/m","UL","L",null,19.100000381469727,125,75,13,13,24.309999465942383,376,101,3.9300000667572021,2.0399999618530273,46.1,17.899999618530273,10,7,4.3499999046325684,1.8700000047683716]
[null,null,null,null,null,null,null,null,null,null,null,null,null,null,null,null,null,null,null,null,null,null,null,null,null,null,null,null,null,null,null,null,null,null,null,null,null,null,null,null,null,237,"UL 125x90x16.1 Kg/m","UL","L",null,16.100000381469727,125,90,10,10,20.5,318,138,3.940000057220459,2.5899999141693115,37.200000000000003,20.299999237060547,10,7,3.9500000476837158,2.2200000286102295]
[null,null,null,null,null,null,null,null,null,null,null,null,null,null,null,null,null,null,null,null,null,null,null,null,null,null,null,null,null,null,null,null,null,null,null,null,null,null,null,null,null,238,"UL 125x90x20.6 Kg/m","UL","L",null,20.600000381469727,125,90,13,13,26.260000228881836,401,173,3.9100000858306885,2.5699999332427979,47.5,25.899999618530273,10,7,4.070000171661377,2.3399999141693115]
[null,null,null,null,null,null,null,null,null,null,null,null,null,null,null,null,null,null,null,null,null,null,null,null,null,null,null,null,null,null,null,null,null,null,null,null,null,null,null,null,null,239,"UL 150x90x16.4 Kg/m","UL","L",null,16.399999618530273,150,90,9,9,20.940000534057617,485,133,4.809999942779541,2.5199999809265137,48.2,19,12,6,4.9499998092651367,1.9900000095367432]
[null,null,null,null,null,null,null,null,null,null,null,null,null,null,null,null,null,null,null,null,null,null,null,null,null,null,null,null,null,null,null,null,null,null,null,null,null,null,null,null,null,240,"UL 150x90x21.5 Kg/m","UL","L",null,21.5,150,90,12,12,27.360000610351563,619,167,4.7600002288818359,2.4700000286102295,62.3,24.299999237060547,12,8.5,5.070000171661377,2.0999999046325684]
[null,null,null,null,null,null,null,null,null,null,null,null,null,null,null,null,null,null,null,null,null,null,null,null,null,null,null,null,null,null,null,null,null,null,null,null,null,null,null,null,null,241,"UL 150x100x17.1 Kg/m","UL","L",null,17.100000381469727,150,100,9,9,21.840000152587891,502,181,4.7899999618530273,2.880000114440918,49.1,23.5,12,6,4.7600002288818359,2.2999999523162842]
[null,null,null,null,null,null,null,null,null,null,null,null,null,null,null,null,null,null,null,null,null,null,null,null,null,null,null,null,null,null,null,null,null,null,null,null,null,null,null,null,null,242,"UL 150x100x22.4 Kg/m","UL","L",null,22.399999618530273,150,100,12,12,28.559999465942383,642,228,4.7399997711181641,2.8299999237060547,63.4,30.100000381469727,12,8.5,4.880000114440918,2.4100000858306885]
[null,null,null,null,null,null,null,null,null,null,null,null,null,null,null,null,null,null,null,null,null,null,null,null,null,null,null,null,null,null,null,null,null,null,null,null,null,null,null,null,null,243,"UL 150x100x27.7 Kg/m","UL","L",null,27.700000762939453,150,100,15,15,35.25,782,276,4.7100000381469727,2.7999999523162842,78.2,37,12,8.5,5,2.5299999713897705]
[null,null,null,null,null,null,null,null,null,null,null,null,null,null,null,null,null,null,null,null,null,null,null,null,null,null,null,null,null,null,null,null,null,null,null,null,null,null,null,null,null,244,"ELL 25x25x2.24 Kg/m","ELL","LL",null,2.2000000476837158,25,25,3,3,2.8540000915527344,1.6000000238418579,3.75,0.74733817577362061,1.1461570262908936,0.9,1.4148039817810059,4,2,0.71899998188018799,2.6500000953674316]
[null,null,null,null,null,null,null,null,null,null,null,null,null,null,null,null,null,null,null,null,null,null,null,null,null,null,null,null,null,null,null,null,null,null,null,null,null,null,null,null,null,245,"ELL 25x25x3.54 Kg/m","ELL","LL",null,3.5,25,25,5,5,4.5199999809265137,2.4000000953674316,7.380000114440918,0.72867918014526367,1.2780740261077881,1.41,2.6848359107971191,3.5,2.4000000953674316,0.80000001192092896,2.75]
[null,null,null,null,null,null,null,null,null,null,null,null,null,null,null,null,null,null,null,null,null,null,null,null,null,null,null,null,null,null,null,null,null,null,null,null,null,null,null,null,null,246,"ELL 30x30x2.72 Kg/m","ELL","LL",null,2.7000000476837158,30,30,3,3,3.4539999961853027,2.7999999523162842,6.25,0.90677177906036377,1.3454630374908447,1.32,1.9849770069122314,4,2,0.84399998188018799,3.1500000953674316]
[null,null,null,null,null,null,null,null,null,null,null,null,null,null,null,null,null,null,null,null,null,null,null,null,null,null,null,null,null,null,null,null,null,null,null,null,null,null,null,null,null,247,"ELL 30x30x4.36 Kg/m","ELL","LL",null,4.4000000953674316,30,30,5,5,5.559999942779541,4.3000001907348633,11.930000305175781,0.88146382570266724,1.4648820161819458,2.08,3.6711030006408691,5,2.4000000953674316,0.92000001668930054,3.25]
[null,null,null,null,null,null,null,null,null,null,null,null,null,null,null,null,null,null,null,null,null,null,null,null,null,null,null,null,null,null,null,null,null,null,null,null,null,null,null,null,null,248,"ELL 40x40x3.66 Kg/m","ELL","LL",null,3.7000000476837158,40,40,3,3,4.6719999313354492,7.0999999046325684,14.239999771118164,1.2292799949645996,1.7460609674453735,2.4300000000000002,3.4322090148925781,4.5,2,1.0900000333786011,4.1500000953674316]
[null,null,null,null,null,null,null,null,null,null,null,null,null,null,null,null,null,null,null,null,null,null,null,null,null,null,null,null,null,null,null,null,null,null,null,null,null,null,null,null,null,249,"ELL 40x40x4.84 Kg/m","ELL","LL",null,4.8000001907348633,40,40,4,4,6.1599998474121094,8.8999996185302734,19.670000076293945,1.2046990394592285,1.7870919704437256,3.1,4.6840920448303223,6,2.4000000953674316,1.1200000047683716,4.1999998092651367]
[null,null,null,null,null,null,null,null,null,null,null,null,null,null,null,null,null,null,null,null,null,null,null,null,null,null,null,null,null,null,null,null,null,null,null,null,null,null,null,null,null,250,"ELL 40x40x5.9 Kg/m","ELL","LL",null,5.9000000953674316,40,40,5,5,7.5100002288818359,10.800000190734863,25.979999542236328,1.2014189958572388,1.8600560426712036,3.83,6.1136860847473145,4.5,3,1.1699999570846558,4.25]
[null,null,null,null,null,null,null,null,null,null,null,null,null,null,null,null,null,null,null,null,null,null,null,null,null,null,null,null,null,null,null,null,null,null,null,null,null,null,null,null,null,251,"ELL 40x40x7.04 Kg/m","ELL","LL",null,7,40,40,6,6,8.9600000381469727,12.600000381469727,32.779998779296875,1.1867949962615967,1.9127160310745239,4.51,7.6232562065124512,6,2.4000000953674316,1.2000000476837158,4.3000001907348633]
[null,null,null,null,null,null,null,null,null,null,null,null,null,null,null,null,null,null,null,null,null,null,null,null,null,null,null,null,null,null,null,null,null,null,null,null,null,null,null,null,null,252,"ELL 45x45x5.48 Kg/m","ELL","LL",null,5.5,45,45,4,4,6.9840002059936523,13,27.479999542236328,1.3643300533294678,1.9836829900741577,3.99,5.8472390174865723,6.5,3,1.2400000095367432,4.6999998092651367]
[null,null,null,null,null,null,null,null,null,null,null,null,null,null,null,null,null,null,null,null,null,null,null,null,null,null,null,null,null,null,null,null,null,null,null,null,null,null,null,null,null,253,"ELL 45x45x6.76 Kg/m","ELL","LL",null,6.8000001907348633,45,45,5,5,8.6040000915527344,15.800000190734863,35.959999084472656,1.3559789657592773,2.0444018840789795,4.91,7.5707588195800781,6.5,3,1.2799999713897705,4.75]
[null,null,null,null,null,null,null,null,null,null,null,null,null,null,null,null,null,null,null,null,null,null,null,null,null,null,null,null,null,null,null,null,null,null,null,null,null,null,null,null,null,254,"ELL 50x50x4.66 Kg/m","ELL","LL",null,4.6999998092651367,50,50,3,3,5.9200000762939453,13.699999809265137,26.340000152587891,1.5223560333251953,2.1093049049377441,3.72,5.1143832206726074,7,2.4000000953674316,1.309999942779541,5.1500000953674316]
[null,null,null,null,null,null,null,null,null,null,null,null,null,null,null,null,null,null,null,null,null,null,null,null,null,null,null,null,null,null,null,null,null,null,null,null,null,null,null,null,null,255,"ELL 50x50x6.12 Kg/m","ELL","LL",null,6.0999999046325684,50,50,4,4,7.7839999198913574,18.100000381469727,37.310001373291016,1.5257300138473511,2.1892349720001221,4.99,7.1743807792663574,6.5,3,1.3700000047683716,5.1999998092651367]
[null,null,null,null,null,null,null,null,null,null,null,null,null,null,null,null,null,null,null,null,null,null,null,null,null,null,null,null,null,null,null,null,null,null,null,null,null,null,null,null,null,256,"ELL 50x50x7.54 Kg/m","ELL","LL",null,7.5,50,50,5,5,9.6040000915527344,22.200000762939453,48.659999847412109,1.5203739404678345,2.2510299682617187,6.18,9.2694826126098633,6.5,3,1.4099999666213989,5.25]
[null,null,null,null,null,null,null,null,null,null,null,null,null,null,null,null,null,null,null,null,null,null,null,null,null,null,null,null,null,null,null,null,null,null,null,null,null,null,null,null,null,257,"ELL 50x50x8.86 Kg/m","ELL","LL",null,8.8000001907348633,50,50,6,6,11.288000106811523,25.200000762939453,59.380001068115234,1.4941420555114746,2.2934820652008057,7.08,11.202930450439453,6.5,4.5,1.440000057220459,5.3000001907348633]
[null,null,null,null,null,null,null,null,null,null,null,null,null,null,null,null,null,null,null,null,null,null,null,null,null,null,null,null,null,null,null,null,null,null,null,null,null,null,null,null,null,258,"ELL 60x60x7.36 Kg/m","ELL","LL",null,7.4000000953674316,60,60,4,4,9.3839998245239258,32,62.740001678466797,1.8466349840164185,2.5857610702514648,7.29,10.119830131530762,6.5,3,1.6100000143051147,6.1999998092651367]
[null,null,null,null,null,null,null,null,null,null,null,null,null,null,null,null,null,null,null,null,null,null,null,null,null,null,null,null,null,null,null,null,null,null,null,null,null,null,null,null,null,259,"ELL 60x60x9.1 Kg/m","ELL","LL",null,9.1000003814697266,60,60,5,5,11.604000091552734,39.200000762939453,81.529998779296875,1.8379729986190796,2.6507070064544678,9.0299999999999994,13.045209884643555,6.5,3,1.6599999666213989,6.25]
[null,null,null,null,null,null,null,null,null,null,null,null,null,null,null,null,null,null,null,null,null,null,null,null,null,null,null,null,null,null,null,null,null,null,null,null,null,null,null,null,null,260,"ELL 65x65x10 Kg/m","ELL","LL",null,10,65,65,5,5,12.734000205993652,50.599998474121094,102.55999755859375,1.9933929443359375,2.8379600048065186,10.7,15.194049835205078,8.5,3,1.7699999809265137,6.75]
[null,null,null,null,null,null,null,null,null,null,null,null,null,null,null,null,null,null,null,null,null,null,null,null,null,null,null,null,null,null,null,null,null,null,null,null,null,null,null,null,null,261,"ELL 65x65x11.82 Kg/m","ELL","LL",null,11.800000190734863,65,65,6,6,15.053999900817871,58.799999237060547,125.81999969482422,1.9763449430465698,2.8910269737243652,12.54,18.503219604492187,8.5,4,1.809999942779541,6.8000001907348633]
[null,null,null,null,null,null,null,null,null,null,null,null,null,null,null,null,null,null,null,null,null,null,null,null,null,null,null,null,null,null,null,null,null,null,null,null,null,null,null,null,null,262,"ELL 65x65x15.32 Kg/m","ELL","LL",null,15.300000190734863,65,65,8,8,19.521999359130859,73.599998474121094,175.08000183105469,1.9416760206222534,2.9947459697723389,15.93,25.374370574951172,8.5,6,1.8799999952316284,6.9000000953674316]
[null,null,null,null,null,null,null,null,null,null,null,null,null,null,null,null,null,null,null,null,null,null,null,null,null,null,null,null,null,null,null,null,null,null,null,null,null,null,null,null,null,263,"ELL 70x70x12.76 Kg/m","ELL","LL",null,12.699999809265137,70,70,6,6,16.253999710083008,74.199996948242188,155.02999877929687,2.1365931034088135,3.0883541107177734,14.64,21.236919403076172,8.5,4,1.9299999475479126,7.3000001907348633]
[null,null,null,null,null,null,null,null,null,null,null,null,null,null,null,null,null,null,null,null,null,null,null,null,null,null,null,null,null,null,null,null,null,null,null,null,null,null,null,null,null,264,"ELL 75x75x13.7 Kg/m","ELL","LL",null,13.699999809265137,75,75,6,6,17.454000473022461,92.199996948242187,189.41000366210937,2.2983601093292236,3.2942459583282471,16.95,24.283559799194336,8.5,4,2.059999942779541,7.8000001907348633]
[null,null,null,null,null,null,null,null,null,null,null,null,null,null,null,null,null,null,null,null,null,null,null,null,null,null,null,null,null,null,null,null,null,null,null,null,null,null,null,null,null,265,"ELL 75x75x19.92 Kg/m","ELL","LL",null,19.899999618530273,75,75,9,9,25.379999160766602,128.80000305175781,303.01998901367187,2.2527449131011963,3.4553239345550537,24.17,38.115528106689453,8.5,6,2.1700000762939453,7.9499998092651367]
[null,null,null,null,null,null,null,null,null,null,null,null,null,null,null,null,null,null,null,null,null,null,null,null,null,null,null,null,null,null,null,null,null,null,null,null,null,null,null,null,null,266,"ELL 75x75x26 Kg/m","ELL","LL",null,26,75,75,12,12,33.119998931884766,163.80000305175781,440.42001342773437,2.2238819599151611,3.6466081142425537,31.44,54.373031616210938,8.5,6,2.2899999618530273,8.1000003814697266]
[null,null,null,null,null,null,null,null,null,null,null,null,null,null,null,null,null,null,null,null,null,null,null,null,null,null,null,null,null,null,null,null,null,null,null,null,null,null,null,null,null,267,"ELL 80x80x14.64 Kg/m","ELL","LL",null,14.600000381469727,80,80,6,6,18.653999328613281,112.80000305175781,227.52999877929687,2.459057092666626,3.4924719333648682,19.38,27.413200378417969,8.5,4,2.1800000667572021,8.3000001907348633]
[null,null,null,null,null,null,null,null,null,null,null,null,null,null,null,null,null,null,null,null,null,null,null,null,null,null,null,null,null,null,null,null,null,null,null,null,null,null,null,null,null,268,"ELL 90x90x16.56 Kg/m","ELL","LL",null,16.5,90,90,6,6,21.100000381469727,161.39999389648437,317.510009765625,2.7657349109649658,3.8791348934173584,24.53,34.140460968017578,10,5,2.4200000762939453,9.3000001907348633]
[null,null,null,null,null,null,null,null,null,null,null,null,null,null,null,null,null,null,null,null,null,null,null,null,null,null,null,null,null,null,null,null,null,null,null,null,null,null,null,null,null,269,"ELL 90x90x19.18 Kg/m","ELL","LL",null,19.200000762939453,90,90,7,7,24.440000534057617,186,378.98001098632812,2.7587089538574219,3.9378390312194824,28.44,40.532688140869141,10,5,2.4600000381469727,9.3500003814697266]
[null,null,null,null,null,null,null,null,null,null,null,null,null,null,null,null,null,null,null,null,null,null,null,null,null,null,null,null,null,null,null,null,null,null,null,null,null,null,null,null,null,270,"ELL 90x90x26.6 Kg/m","ELL","LL",null,26.600000381469727,90,90,10,10,34,250,570.45001220703125,2.7116310596466064,4.0960760116577148,38.880000000000003,60.047008514404297,10,7,2.5699999332427979,9.5]
[null,null,null,null,null,null,null,null,null,null,null,null,null,null,null,null,null,null,null,null,null,null,null,null,null,null,null,null,null,null,null,null,null,null,null,null,null,null,null,null,null,271,"ELL 90x90x31.8 Kg/m","ELL","LL",null,31.799999237060547,90,90,12,12,40.599998474121094,296,727.47998046875,2.7001190185546875,4.2329940795898437,46.69,75.779228210449219,11,4.8000001907348633,2.6600000858306885,9.6000003814697266]
[null,null,null,null,null,null,null,null,null,null,null,null,null,null,null,null,null,null,null,null,null,null,null,null,null,null,null,null,null,null,null,null,null,null,null,null,null,null,null,null,null,272,"ELL 90x90x34 Kg/m","ELL","LL",null,34,90,90,13,13,43.419998168945313,312,796.3800048828125,2.6806020736694336,4.2826662063598633,49.45,82.526016235351563,10,7,2.690000057220459,9.6499996185302734]
[null,null,null,null,null,null,null,null,null,null,null,null,null,null,null,null,null,null,null,null,null,null,null,null,null,null,null,null,null,null,null,null,null,null,null,null,null,null,null,null,null,273,"ELL 100x100x21.4 Kg/m","ELL","LL",null,21.399999618530273,100,100,7,7,27.239999771118164,258,513.05999755859375,3.0775580406188965,4.3399271965026855,35.39,49.571449279785156,10,5,2.7100000381469727,10.350000381469727]
[null,null,null,null,null,null,null,null,null,null,null,null,null,null,null,null,null,null,null,null,null,null,null,null,null,null,null,null,null,null,null,null,null,null,null,null,null,null,null,null,null,274,"ELL 100x100x29.8 Kg/m","ELL","LL",null,29.799999237060547,100,100,10,10,38,350,768.8499755859375,3.0348849296569824,4.498103141784668,48.75,73.223922729492188,10,7,2.8199999332427979,10.5]
[null,null,null,null,null,null,null,null,null,null,null,null,null,null,null,null,null,null,null,null,null,null,null,null,null,null,null,null,null,null,null,null,null,null,null,null,null,null,null,null,null,275,"ELL 100x100x35.6 Kg/m","ELL","LL",null,35.599998474121094,100,100,12,12,45.400001525878906,414,970.1500244140625,3.019758939743042,4.622654914855957,58.31,91.523582458496094,12,4.8000001907348633,2.9000000953674316,10.600000381469727]
[null,null,null,null,null,null,null,null,null,null,null,null,null,null,null,null,null,null,null,null,null,null,null,null,null,null,null,null,null,null,null,null,null,null,null,null,null,null,null,null,null,276,"ELL 100x100x38.2 Kg/m","ELL","LL",null,38.200000762939453,100,100,13,13,48.619998931884766,440,1066.6199951171875,3.0082840919494629,4.6837878227233887,62.32,100.152099609375,10,7,2.940000057220459,10.649999618530273]
[null,null,null,null,null,null,null,null,null,null,null,null,null,null,null,null,null,null,null,null,null,null,null,null,null,null,null,null,null,null,null,null,null,null,null,null,null,null,null,null,null,277,"ELL 120x120x29.4 Kg/m","ELL","LL",null,29.399999618530273,120,120,8,8,37.520000457763672,516,1013.1199951171875,3.7084589004516602,5.1963710784912109,58.9,81.703628540039063,12,5,3.2400000095367432,12.399999618530273]
[null,null,null,null,null,null,null,null,null,null,null,null,null,null,null,null,null,null,null,null,null,null,null,null,null,null,null,null,null,null,null,null,null,null,null,null,null,null,null,null,null,278,"ELL 130x130x35.8 Kg/m","ELL","LL",null,35.799999237060547,130,130,9,9,45.479999542236328,732,1452.4200439453125,4.0118560791015625,5.6511402130126953,77.3,107.98670196533203,12,6,3.5299999713897705,13.449999809265137]
[null,null,null,null,null,null,null,null,null,null,null,null,null,null,null,null,null,null,null,null,null,null,null,null,null,null,null,null,null,null,null,null,null,null,null,null,null,null,null,null,null,279,"ELL 130x130x46.8 Kg/m","ELL","LL",null,46.700000762939453,130,130,12,12,59.520000457763672,934,2004.030029296875,3.961338996887207,5.8025689125061035,99.79,147.35490417480469,12,8.5,3.6400001049041748,13.600000381469727]
[null,null,null,null,null,null,null,null,null,null,null,null,null,null,null,null,null,null,null,null,null,null,null,null,null,null,null,null,null,null,null,null,null,null,null,null,null,null,null,null,null,280,"ELL 130x130x57.6 Kg/m","ELL","LL",null,57.5,130,130,15,15,73.5,1136,2631,3.9313840866088867,5.9829659461975098,122.94,191.34530639648437,12,8.5,3.7599999904632568,13.75]
[null,null,null,null,null,null,null,null,null,null,null,null,null,null,null,null,null,null,null,null,null,null,null,null,null,null,null,null,null,null,null,null,null,null,null,null,null,null,null,null,null,281,"ELL 150x150x54.6 Kg/m","ELL","LL",null,54.5,150,150,12,12,69.540000915527344,1480,3042.39990234375,4.613318920135498,6.6144018173217773,136.28,195.02540588378906,14,7,4.1399998664855957,15.600000381469727]
[null,null,null,null,null,null,null,null,null,null,null,null,null,null,null,null,null,null,null,null,null,null,null,null,null,null,null,null,null,null,null,null,null,null,null,null,null,null,null,null,null,282,"ELL 150x150x67.2 Kg/m","ELL","LL",null,67.099998474121094,150,150,15,15,85.480003356933594,1776,3904.4599609375,4.5581560134887695,6.7584681510925293,165.06,247.90229797363281,14,10,4.2399997711181641,15.75]
[null,null,null,null,null,null,null,null,null,null,null,null,null,null,null,null,null,null,null,null,null,null,null,null,null,null,null,null,null,null,null,null,null,null,null,null,null,null,null,null,null,283,"ELL 150x150x83.8 Kg/m","ELL","LL",null,83.699996948242187,150,150,19,19,106.76000213623047,2180,5235.740234375,4.5188088417053223,7.0030088424682617,205.66,328.2593994140625,14,10,4.4000000953674316,15.949999809265137]
[null,null,null,null,null,null,null,null,null,null,null,null,null,null,null,null,null,null,null,null,null,null,null,null,null,null,null,null,null,null,null,null,null,null,null,null,null,null,null,null,null,284,"ELL 175x175x63.6 Kg/m","ELL","LL",null,63.5,175,175,12,12,81.040000915527344,2340,4642.259765625,5.373511791229248,7.5685877799987793,183.24,256.47830200195312,15,11,4.7300000190734863,18.100000381469727]
[null,null,null,null,null,null,null,null,null,null,null,null,null,null,null,null,null,null,null,null,null,null,null,null,null,null,null,null,null,null,null,null,null,null,null,null,null,null,null,null,null,285,"ELL 175x175x78.8 Kg/m","ELL","LL",null,78.699996948242188,175,175,15,15,100.41999816894531,2880,6029.169921875,5.3553290367126465,7.7485189437866211,227.67,330.36550903320312,15,11,4.8499999046325684,18.25]
[null,null,null,null,null,null,null,null,null,null,null,null,null,null,null,null,null,null,null,null,null,null,null,null,null,null,null,null,null,null,null,null,null,null,null,null,null,null,null,null,null,286,"ELL 200x200x90.6 Kg/m","ELL","LL",null,90.5,200,200,15,15,115.5,4360,8814.150390625,6.144014835357666,8.7357320785522461,299.86,424.77850341796875,17,12,5.4600000381469727,20.75]
[null,null,null,null,null,null,null,null,null,null,null,null,null,null,null,null,null,null,null,null,null,null,null,null,null,null,null,null,null,null,null,null,null,null,null,null,null,null,null,null,null,287,"ELL 200x200x119.4 Kg/m","ELL","LL",null,119.19999694824219,200,200,20,20,152,5640,12402.3095703125,6.0914092063903809,9.0329475402832031,393.58,590.5863037109375,17,12,5.6700000762939453,21]
[null,null,null,null,null,null,null,null,null,null,null,null,null,null,null,null,null,null,null,null,null,null,null,null,null,null,null,null,null,null,null,null,null,null,null,null,null,null,null,null,null,288,"ELL 200x200x147.2 Kg/m","ELL","LL",null,147,200,200,25,25,187.5,6840,16318.51953125,6.0398669242858887,9.3290996551513672,483.73,767.9302978515625,17,12,5.8600001335144043,21.25]
[null,null,null,null,null,null,null,null,null,null,null,null,null,null,null,null,null,null,null,null,null,null,null,null,null,null,null,null,null,null,null,null,null,null,null,null,null,null,null,null,null,289,"ELL 250x250x187.4 Kg/m","ELL","LL",null,187.19999694824219,250,250,25,25,238.80000305175781,13900,30549.73046875,7.629396915435791,11.310620307922363,776.54,1163.7989501953125,24,12,7.0999999046325684,26.25]
[null,null,null,null,null,null,null,null,null,null,null,null,null,null,null,null,null,null,null,null,null,null,null,null,null,null,null,null,null,null,null,null,null,null,null,null,null,null,null,null,null,290,"ELL 250x250x256 Kg/m","ELL","LL",null,255.69999694824219,250,250,35,35,325.20001220703125,18220,45744.9296875,7.4851231575012207,11.860309600830078,1038.18,1710.0909423828125,24,18,7.4499998092651367,26.75]
[null,null,null,null,null,null,null,null,null,null,null,null,null,null,null,null,null,null,null,null,null,null,null,null,null,null,null,null,null,null,null,null,null,null,null,null,null,null,null,null,null,291,"ULLL 90x75x22 Kg/m","ULLL","LL",null,22,90,75,9,9,28.079999923706055,218,304.75,2.7863121032714844,3.2943780422210693,34.880000000000003,38.333358764648438,8.5,6,2.75,7.9499998092651367]
[null,null,null,null,null,null,null,null,null,null,null,null,null,null,null,null,null,null,null,null,null,null,null,null,null,null,null,null,null,null,null,null,null,null,null,null,null,null,null,null,null,292,"ULLL 100x75x18.64 Kg/m","ULLL","LL",null,18.600000381469727,100,75,7,7,23.739999771118164,236,226.6199951171875,3.152940034866333,3.0896599292755127,34.01,28.869039535522461,10,5,3.059999942779541,7.8499999046325684]
[null,null,null,null,null,null,null,null,null,null,null,null,null,null,null,null,null,null,null,null,null,null,null,null,null,null,null,null,null,null,null,null,null,null,null,null,null,null,null,null,null,293,"ULLL 100x75x26 Kg/m","ULLL","LL",null,26,100,75,10,10,33,318,348.67001342773437,3.1042490005493164,3.2504949569702148,46.56,43.583599090576172,10,7,3.1700000762939453,8]
[null,null,null,null,null,null,null,null,null,null,null,null,null,null,null,null,null,null,null,null,null,null,null,null,null,null,null,null,null,null,null,null,null,null,null,null,null,null,null,null,null,294,"ULLL 125x75x21.4 Kg/m","ULLL","LL",null,21.399999618530273,125,75,7,7,27.239999771118164,438,228.66999816894531,4.0099000930786133,2.8973701000213623,52.14,29.130329132080078,10,5,4.0999999046325684,7.8499999046325684]
[null,null,null,null,null,null,null,null,null,null,null,null,null,null,null,null,null,null,null,null,null,null,null,null,null,null,null,null,null,null,null,null,null,null,null,null,null,null,null,null,null,295,"ULLL 125x75x29.8 Kg/m","ULLL","LL",null,29.799999237060547,125,75,10,10,38,598,353.98001098632812,3.9669690132141113,3.0520699024200439,72.22,44.246879577636719,10,7,4.2199997901916504,8]
[null,null,null,null,null,null,null,null,null,null,null,null,null,null,null,null,null,null,null,null,null,null,null,null,null,null,null,null,null,null,null,null,null,null,null,null,null,null,null,null,null,296,"ULLL 125x75x38.2 Kg/m","ULLL","LL",null,38.200000762939453,125,75,13,13,48.619998931884766,752,510.760009765625,3.9327960014343262,3.2411520481109619,92.27,62.669498443603516,10,7,4.3499999046325684,8.1499996185302734]
[null,null,null,null,null,null,null,null,null,null,null,null,null,null,null,null,null,null,null,null,null,null,null,null,null,null,null,null,null,null,null,null,null,null,null,null,null,null,null,null,null,297,"ULLL 125x90x32.2 Kg/m","ULLL","LL",null,32.200000762939453,125,90,10,10,41,636,579.33001708984375,3.9385519027709961,3.7590029239654541,74.39,60.982570648193359,10,7,3.9500000476837158,9.5]
[null,null,null,null,null,null,null,null,null,null,null,null,null,null,null,null,null,null,null,null,null,null,null,null,null,null,null,null,null,null,null,null,null,null,null,null,null,null,null,null,null,298,"ULLL 125x90x41.2 Kg/m","ULLL","LL",null,41.099998474121094,125,90,13,13,52.520000457763672,802,815.530029296875,3.9077320098876953,3.9405670166015625,95.14,84.511299133300781,10,7,4.070000171661377,9.6499996185302734]
[null,null,null,null,null,null,null,null,null,null,null,null,null,null,null,null,null,null,null,null,null,null,null,null,null,null,null,null,null,null,null,null,null,null,null,null,null,null,null,null,null,299,"ULLL 150x90x32.8 Kg/m","ULLL","LL",null,32.799999237060547,150,90,9,9,41.880001068115234,970,515.34002685546875,4.8126311302185059,3.5078599452972412,96.52,54.532989501953125,12,6,4.9499998092651367,9.4499998092651367]
[null,null,null,null,null,null,null,null,null,null,null,null,null,null,null,null,null,null,null,null,null,null,null,null,null,null,null,null,null,null,null,null,null,null,null,null,null,null,null,null,null,300,"ULLL 150x90x43 Kg/m","ULLL","LL",null,42.900001525878906,150,90,12,12,54.720001220703125,1238,732.90997314453125,4.7564969062805176,3.6597540378570557,124.67,76.344673156738281,12,8.5,5.070000171661377,9.6000003814697266]
[null,null,null,null,null,null,null,null,null,null,null,null,null,null,null,null,null,null,null,null,null,null,null,null,null,null,null,null,null,null,null,null,null,null,null,null,null,null,null,null,null,301,"ULLL 150x100x34.2 Kg/m","ULLL","LL",null,34.200000762939453,150,100,9,9,43.680000305175781,1004,692.33001708984375,4.7943038940429687,3.9812119007110596,98.05,66.251670837402344,12,6,4.7600002288818359,10.449999809265137]
[null,null,null,null,null,null,null,null,null,null,null,null,null,null,null,null,null,null,null,null,null,null,null,null,null,null,null,null,null,null,null,null,null,null,null,null,null,null,null,null,null,302,"ULLL 150x100x44.8 Kg/m","ULLL","LL",null,44.700000762939453,150,100,12,12,57.119998931884766,1284,973.510009765625,4.7412009239196777,4.128352165222168,126.88,91.840843200683594,12,8.5,4.880000114440918,10.600000381469727]
[null,null,null,null,null,null,null,null,null,null,null,null,null,null,null,null,null,null,null,null,null,null,null,null,null,null,null,null,null,null,null,null,null,null,null,null,null,null,null,null,null,303,"ULLL 150x100x55.4 Kg/m","ULLL","LL",null,55.299999237060547,150,100,15,15,70.5,1564,1310.469970703125,4.7100319862365723,4.3114018440246582,156.4,121.90390014648437,12,8.5,5,10.75]
[null,null,null,null,null,null,null,null,null,null,null,null,null,null,null,null,null,null,null,null,null,null,null,null,null,null,null,null,null,null,null,null,null,null,null,null,null,null,null,null,null,304,"ULLS 75x90x22 Kg/m","ULLS","LL",null,22,75,90,9,9,28.079999923706055,136.19999694824219,505.54000854492187,2.2023680210113525,4.2430567741394043,24.76,53.496208190917969,8.5,6,2,9.4499998092651367]
[null,null,null,null,null,null,null,null,null,null,null,null,null,null,null,null,null,null,null,null,null,null,null,null,null,null,null,null,null,null,null,null,null,null,null,null,null,null,null,null,null,305,"ULLS 75x100x18.64 Kg/m","ULLS","LL",null,18.600000381469727,75,100,7,7,23.739999771118164,113.80000305175781,512.04998779296875,2.1894290447235107,4.6442580223083496,20.07,49.473541259765625,10,5,1.8300000429153442,10.350000381469727]
[null,null,null,null,null,null,null,null,null,null,null,null,null,null,null,null,null,null,null,null,null,null,null,null,null,null,null,null,null,null,null,null,null,null,null,null,null,null,null,null,null,306,"ULLS 75x100x26 Kg/m","ULLS","LL",null,26,75,100,10,10,33,152.19999694824219,762.469970703125,2.1475849151611328,4.8067941665649414,27.37,72.616546630859375,10,7,1.940000057220459,10.5]
[null,null,null,null,null,null,null,null,null,null,null,null,null,null,null,null,null,null,null,null,null,null,null,null,null,null,null,null,null,null,null,null,null,null,null,null,null,null,null,null,null,307,"ULLS 75x125x21.4 Kg/m","ULLS","LL",null,21.399999618530273,75,125,7,7,27.239999771118164,120.80000305175781,977.41998291015625,2.1058619022369385,5.9901409149169922,20.61,76.063819885253906,10,5,1.6399999856948853,12.850000381469727]
[null,null,null,null,null,null,null,null,null,null,null,null,null,null,null,null,null,null,null,null,null,null,null,null,null,null,null,null,null,null,null,null,null,null,null,null,null,null,null,null,null,308,"ULLS 75x125x29.8 Kg/m","ULLS","LL",null,29.799999237060547,75,125,10,10,38,161.60000610351562,1444.5799560546875,2.0621910095214844,6.1656498908996582,28.1,111.12149810791016,10,7,1.75,13]
[null,null,null,null,null,null,null,null,null,null,null,null,null,null,null,null,null,null,null,null,null,null,null,null,null,null,null,null,null,null,null,null,null,null,null,null,null,null,null,null,null,309,"ULLS 75x125x38.2 Kg/m","ULLS","LL",null,38.200000762939453,75,125,13,13,48.619998931884766,202,1967.5,2.0383009910583496,6.3613591194152832,35.880000000000003,149.61979675292969,10,7,1.8700000047683716,13.149999618530273]
[null,null,null,null,null,null,null,null,null,null,null,null,null,null,null,null,null,null,null,null,null,null,null,null,null,null,null,null,null,null,null,null,null,null,null,null,null,null,null,null,null,310,"ULLS 90x125x32.2 Kg/m","ULLS","LL",null,32.200000762939453,90,125,10,10,41,276,1447.9000244140625,2.5945529937744141,5.9426169395446777,40.71,111.37709808349609,10,7,2.2200000286102295,13]
[null,null,null,null,null,null,null,null,null,null,null,null,null,null,null,null,null,null,null,null,null,null,null,null,null,null,null,null,null,null,null,null,null,null,null,null,null,null,null,null,null,311,"ULLS 90x125x41.2 Kg/m","ULLS","LL",null,41.099998474121094,90,125,13,13,52.520000457763672,346,1972.06005859375,2.5667030811309814,6.1277060508728027,51.95,149.96670532226562,10,7,2.3399999141693115,13.149999618530273]
[null,null,null,null,null,null,null,null,null,null,null,null,null,null,null,null,null,null,null,null,null,null,null,null,null,null,null,null,null,null,null,null,null,null,null,null,null,null,null,null,null,312,"ULLS 90x150x32.8 Kg/m","ULLS","LL",null,32.799999237060547,90,150,9,9,41.880001068115234,266,2191.219970703125,2.5202140808105469,7.2333540916442871,37.950000000000003,141.82659912109375,12,6,1.9900000095367432,15.449999809265137]
[null,null,null,null,null,null,null,null,null,null,null,null,null,null,null,null,null,null,null,null,null,null,null,null,null,null,null,null,null,null,null,null,null,null,null,null,null,null,null,null,null,313,"ULLS 90x150x43 Kg/m","ULLS","LL",null,42.900001525878906,90,150,12,12,54.720001220703125,334,2997.18994140625,2.4705870151519775,7.4008898735046387,48.41,192.12739562988281,12,8.5,2.0999999046325684,15.600000381469727]
[null,null,null,null,null,null,null,null,null,null,null,null,null,null,null,null,null,null,null,null,null,null,null,null,null,null,null,null,null,null,null,null,null,null,null,null,null,null,null,null,null,314,"ULLS 100x150x34.2 Kg/m","ULLS","LL",null,34.200000762939453,100,150,9,9,43.680000305175781,362,2189.64990234375,2.878809928894043,7.0802149772644043,47.01,141.72520446777344,12,6,2.2999999523162842,15.449999809265137]
[null,null,null,null,null,null,null,null,null,null,null,null,null,null,null,null,null,null,null,null,null,null,null,null,null,null,null,null,null,null,null,null,null,null,null,null,null,null,null,null,null,315,"ULLS 100x150x44.8 Kg/m","ULLS","LL",null,44.700000762939453,100,150,12,12,57.119998931884766,456,2999.340087890625,2.8254539966583252,7.2463359832763672,60.08,192.26519775390625,12,8.5,2.4100000858306885,15.600000381469727]
[null,null,null,null,null,null,null,null,null,null,null,null,null,null,null,null,null,null,null,null,null,null,null,null,null,null,null,null,null,null,null,null,null,null,null,null,null,null,null,null,null,316,"ULLS 100x150x55.4 Kg/m","ULLS","LL",null,55.299999237060547,100,150,15,15,70.5,552,3894.909912109375,2.7981760501861572,7.432826042175293,73.900000000000006,247.29559326171875,12,8.5,2.5299999713897705,15.75]
[null,null,null,null,null,null,null,null,null,null,null,null,null,null,null,null,null,null,null,null,null,null,null,null,null,null,null,null,null,null,null,null,null,null,null,null,null,null,null,null,null,317,"CCI 50x25x7.72 Kg/m","CCI","CCI",null,7.6999998092651367,50,25,5,6,9.8400001525878906,33.599998474121094,16.040000915527344,1.8478729724884033,1.2765959501266479,13.44,5.8313541412353516,6,3,2.5,2.75]
[null,null,null,null,null,null,null,null,null,null,null,null,null,null,null,null,null,null,null,null,null,null,null,null,null,null,null,null,null,null,null,null,null,null,null,null,null,null,null,null,null,318,"CCI 75x40x13.84 Kg/m","CCI","CCI",null,13.800000190734863,75,40,5,7,17.63599967956543,150.60000610351562,65.680000305175781,2.9222168922424316,1.9298789501190186,40.159999999999997,15.455080032348633,8,4,3.75,4.25]
[null,null,null,null,null,null,null,null,null,null,null,null,null,null,null,null,null,null,null,null,null,null,null,null,null,null,null,null,null,null,null,null,null,null,null,null,null,null,null,null,null,319,"CCI 100x50x18.72 Kg/m","CCI","CCI",null,18.700000762939453,100,50,5,7.5,23.840000152587891,376,128.38999938964844,3.9713740348815918,2.320626974105835,75.2,24.454429626464844,8,4,5,5.25]
[null,null,null,null,null,null,null,null,null,null,null,null,null,null,null,null,null,null,null,null,null,null,null,null,null,null,null,null,null,null,null,null,null,null,null,null,null,null,null,null,null,320,"CCI 125x65x26.8 Kg/m","CCI","CCI",null,26.799999237060547,125,65,6,8,34.220001220703125,848,289.22000122070312,4.9780349731445313,2.9072189331054687,135.68,42.533058166503906,8,4,6.25,6.8000001907348633]
[null,null,null,null,null,null,null,null,null,null,null,null,null,null,null,null,null,null,null,null,null,null,null,null,null,null,null,null,null,null,null,null,null,null,null,null,null,null,null,null,null,321,"CCI 150x75x37.2 Kg/m","CCI","CCI",null,37.200000762939453,150,75,6.5,10,47.419998168945313,1722,555.78997802734375,6.0260930061340332,3.4235439300537109,229.6,71.027900695800781,10,5,7.5,7.8249998092651367]
[null,null,null,null,null,null,null,null,null,null,null,null,null,null,null,null,null,null,null,null,null,null,null,null,null,null,null,null,null,null,null,null,null,null,null,null,null,null,null,null,null,322,"CCI 150x75x48 Kg/m","CCI","CCI",null,47.900001525878906,150,75,9,12.5,61.180000305175781,2100,760.03997802734375,5.8587489128112793,3.5246410369873047,280,95.603118896484375,15,7.5,7.5,7.9499998092651367]
[null,null,null,null,null,null,null,null,null,null,null,null,null,null,null,null,null,null,null,null,null,null,null,null,null,null,null,null,null,null,null,null,null,null,null,null,null,null,null,null,null,323,"CCI 180x75x42.8 Kg/m","CCI","CCI",null,42.700000762939453,180,75,7,10.5,54.400001525878906,2760,596.58001708984375,7.122870922088623,3.311582088470459,306.67,75.997673034667969,11,5.5,9,7.8499999046325684]
[null,null,null,null,null,null,null,null,null,null,null,null,null,null,null,null,null,null,null,null,null,null,null,null,null,null,null,null,null,null,null,null,null,null,null,null,null,null,null,null,null,324,"CCI 200x80x49.2 Kg/m","CCI","CCI",null,49.099998474121094,200,80,7.5,11,62.659999847412109,3900,754.71002197265625,7.889275074005127,3.4705181121826172,390,90.114410400390625,12,6,10,8.375]
[null,null,null,null,null,null,null,null,null,null,null,null,null,null,null,null,null,null,null,null,null,null,null,null,null,null,null,null,null,null,null,null,null,null,null,null,null,null,null,null,null,325,"CCI 200x90x60.6 Kg/m","CCI","CCI",null,60.5,200,90,8,13.5,77.300003051757812,4980,1316.1500244140625,8.0264759063720703,4.1263160705566406,498,140.01559448242187,14,7,10,9.3999996185302734]
[null,null,null,null,null,null,null,null,null,null,null,null,null,null,null,null,null,null,null,null,null,null,null,null,null,null,null,null,null,null,null,null,null,null,null,null,null,null,null,null,null,326,"CCI 250x90x69.2 Kg/m","CCI","CCI",null,69.099998474121094,250,90,9,13,88.139999389648438,8360,1303.9200439453125,9.7390508651733398,3.8462591171264648,668.8,137.98069763183594,14,7,12.5,9.4499998092651367]
[null,null,null,null,null,null,null,null,null,null,null,null,null,null,null,null,null,null,null,null,null,null,null,null,null,null,null,null,null,null,null,null,null,null,null,null,null,null,null,null,null,327,"CCI 250x90x80.4 Kg/m","CCI","CCI",null,80.300003051757813,250,90,11,14.5,102.33999633789062,9360,1548.6099853515625,9.5634641647338867,3.8899929523468018,748.8,162.15849304199219,17,8.5,12.5,9.5500001907348633]
[null,null,null,null,null,null,null,null,null,null,null,null,null,null,null,null,null,null,null,null,null,null,null,null,null,null,null,null,null,null,null,null,null,null,null,null,null,null,null,null,null,328,"CCI 300x90x76.2 Kg/m","CCI","CCI",null,76.099998474121094,300,90,9,13,97.139999389648438,12880,1310.5,11.514869689941406,3.672990083694458,858.67,138.67739868164063,14,7,15,9.4499998092651367]
[null,null,null,null,null,null,null,null,null,null,null,null,null,null,null,null,null,null,null,null,null,null,null,null,null,null,null,null,null,null,null,null,null,null,null,null,null,null,null,null,null,329,"CCI 300x90x87.6 Kg/m","CCI","CCI",null,87.5,300,90,10,15.5,111.48000335693359,14820,1619.1500244140625,11.529899597167969,3.8110570907592773,988,170.43719482421875,19,9.5,15,9.5]
[null,null,null,null,null,null,null,null,null,null,null,null,null,null,null,null,null,null,null,null,null,null,null,null,null,null,null,null,null,null,null,null,null,null,null,null,null,null,null,null,null,330,"CCI 300x90x97.2 Kg/m","CCI","CCI",null,97.099998474121094,300,90,12,16,123.80000305175781,15740,1784.8499755859375,11.275659561157227,3.7969961166381836,1049.33,185.92149353027344,19,9.5,15,9.6000003814697266]
[null,null,null,null,null,null,null,null,null,null,null,null,null,null,null,null,null,null,null,null,null,null,null,null,null,null,null,null,null,null,null,null,null,null,null,null,null,null,null,null,null,331,"CCI 380x100x109 Kg/m","CCI","CCI",null,108.90000152587891,380,100,10.5,16,138.77999877929687,29000,2265.47998046875,14.45557975769043,4.0403299331665039,1526.32,215.24769592285156,18,9,19,10.524999618530273]
[null,null,null,null,null,null,null,null,null,null,null,null,null,null,null,null,null,null,null,null,null,null,null,null,null,null,null,null,null,null,null,null,null,null,null,null,null,null,null,null,null,332,"CCI 380x100x124 Kg/m","CCI","CCI",null,124,380,100,13,16.5,157.91999816894531,31200,2532.389892578125,14.055899620056152,4.0044798851013184,1642.11,237.78300476074219,18,9,19,10.649999618530273]
[null,null,null,null,null,null,null,null,null,null,null,null,null,null,null,null,null,null,null,null,null,null,null,null,null,null,null,null,null,null,null,null,null,null,null,null,null,null,null,null,null,333,"CCI 380x100x134.6 Kg/m","CCI","CCI",null,134.39999389648437,380,100,13,20,171.41999816894531,35200,3054.389892578125,14.32981014251709,4.2211551666259766,1852.63,286.79690551757812,24,12,19,10.649999618530273]
[null,null,null,null,null,null,null,null,null,null,null,null,null,null,null,null,null,null,null,null,null,null,null,null,null,null,null,null,null,null,null,null,null,null,null,null,null,null,null,null,null,334,"CCB 50x25x7.72 Kg/m","CCB","CCB",null,7.6999998092651367,50,25,7.5,11,9.8400001525878906,3900,33.080001831054688,19.908330917358398,1.8336299657821655,1560,13.233610153198242,12,6,2.5,2.5]
[null,null,null,null,null,null,null,null,null,null,null,null,null,null,null,null,null,null,null,null,null,null,null,null,null,null,null,null,null,null,null,null,null,null,null,null,null,null,null,null,null,335,"CCB 75x40x13.84 Kg/m","CCB","CCB",null,13.800000190734863,75,40,7.5,11,17.63599967956543,3900,154.8800048828125,14.870730400085449,2.9634330272674561,1040,38.719551086425781,12,6,3.75,4]
[null,null,null,null,null,null,null,null,null,null,null,null,null,null,null,null,null,null,null,null,null,null,null,null,null,null,null,null,null,null,null,null,null,null,null,null,null,null,null,null,null,336,"CCB 100x50x18.72 Kg/m","CCB","CCB",null,18.700000762939453,100,50,7.5,11,23.840000152587891,3900,337.39999389648437,12.790249824523926,3.7620220184326172,780,67.4805908203125,12,6,5,5]
[null,null,null,null,null,null,null,null,null,null,null,null,null,null,null,null,null,null,null,null,null,null,null,null,null,null,null,null,null,null,null,null,null,null,null,null,null,null,null,null,null,337,"CCB 125x65x26.8 Kg/m","CCB","CCB",null,26.799999237060547,125,65,7.5,11,34.220001220703125,3900,847.70001220703125,10.675600051879883,4.977139949798584,624,130.41459655761719,12,6,6.25,6.5]
[null,null,null,null,null,null,null,null,null,null,null,null,null,null,null,null,null,null,null,null,null,null,null,null,null,null,null,null,null,null,null,null,null,null,null,null,null,null,null,null,null,338,"CCB 150x75x37.2 Kg/m","CCB","CCB",null,37.200000762939453,150,75,7.5,11,47.419998168945313,3900,1526.1199951171875,9.0688352584838867,5.6730079650878906,520,203.48249816894531,12,6,7.5,7.5]
[null,null,null,null,null,null,null,null,null,null,null,null,null,null,null,null,null,null,null,null,null,null,null,null,null,null,null,null,null,null,null,null,null,null,null,null,null,null,null,null,null,339,"CCB 150x75x48 Kg/m","CCB","CCB",null,47.900001525878906,150,75,7.5,11,61.180000305175781,3900,1941.949951171875,7.9841289520263672,5.6339678764343262,520,258.92678833007812,12,6,7.5,7.5]
[null,null,null,null,null,null,null,null,null,null,null,null,null,null,null,null,null,null,null,null,null,null,null,null,null,null,null,null,null,null,null,null,null,null,null,null,null,null,null,null,null,340,"CCB 180x75x42.8 Kg/m","CCB","CCB",null,42.700000762939453,180,75,7.5,11,54.400001525878906,3900,1830.72998046875,8.4670639038085938,5.8011269569396973,433.33,244.09700012207031,12,6,9,7.5]
[null,null,null,null,null,null,null,null,null,null,null,null,null,null,null,null,null,null,null,null,null,null,null,null,null,null,null,null,null,null,null,null,null,null,null,null,null,null,null,null,null,341,"CCB 200x80x49.2 Kg/m","CCB","CCB",null,49.099998474121094,200,80,7.5,11,62.659999847412109,3900,2436.6201171875,7.889275074005127,6.2358942031860352,390,304.5775146484375,12,6,10,8]
[null,null,null,null,null,null,null,null,null,null,null,null,null,null,null,null,null,null,null,null,null,null,null,null,null,null,null,null,null,null,null,null,null,null,null,null,null,null,null,null,null,342,"CCB 200x90x60.6 Kg/m","CCB","CCB",null,60.5,200,90,8,13.5,77.300003051757812,4980,3583.199951171875,8.0264759063720703,6.808413028717041,498,398.13351440429687,14,7,10,9]
[null,null,null,null,null,null,null,null,null,null,null,null,null,null,null,null,null,null,null,null,null,null,null,null,null,null,null,null,null,null,null,null,null,null,null,null,null,null,null,null,null,343,"CCB 250x90x69.2 Kg/m","CCB","CCB",null,69.099998474121094,250,90,9,13,88.139999389648438,8360,4427.3798828125,9.7390508651733398,7.0873980522155762,668.8,491.930908203125,14,7,12.5,9]
[null,null,null,null,null,null,null,null,null,null,null,null,null,null,null,null,null,null,null,null,null,null,null,null,null,null,null,null,null,null,null,null,null,null,null,null,null,null,null,null,null,344,"CCB 250x90x80.4 Kg/m","CCB","CCB",null,80.300003051757813,250,90,11,14.5,102.33999633789062,9360,5115.93017578125,9.5634641647338867,7.0703291893005371,748.8,568.43670654296875,17,8.5,12.5,9]
[null,null,null,null,null,null,null,null,null,null,null,null,null,null,null,null,null,null,null,null,null,null,null,null,null,null,null,null,null,null,null,null,null,null,null,null,null,null,null,null,null,345,"CCB 300x90x76.2 Kg/m","CCB","CCB",null,76.099998474121094,300,90,9,13,97.139999389648438,12880,5083.3701171875,11.514869689941406,7.2339720726013184,858.67,564.81890869140625,14,7,15,9]
[null,null,null,null,null,null,null,null,null,null,null,null,null,null,null,null,null,null,null,null,null,null,null,null,null,null,null,null,null,null,null,null,null,null,null,null,null,null,null,null,null,346,"CCB 300x90x87.6 Kg/m","CCB","CCB",null,87.5,300,90,10,15.5,111.48000335693359,14820,5664.759765625,11.529899597167969,7.1284050941467285,988,629.41802978515625,19,9.5,15,9]
[null,null,null,null,null,null,null,null,null,null,null,null,null,null,null,null,null,null,null,null,null,null,null,null,null,null,null,null,null,null,null,null,null,null,null,null,null,null,null,null,null,347,"CCB 300x90x97.2 Kg/m","CCB","CCB",null,97.099998474121094,300,90,12,16,123.80000305175781,15740,6348.60986328125,11.275659561157227,7.1610879898071289,1049.33,705.401123046875,19,9.5,15,9]
[null,null,null,null,null,null,null,null,null,null,null,null,null,null,null,null,null,null,null,null,null,null,null,null,null,null,null,null,null,null,null,null,null,null,null,null,null,null,null,null,null,348,"CCB 380x100x109 Kg/m","CCB","CCB",null,108.90000152587891,380,100,10.5,16,138.77999877929687,29000,9064.849609375,14.45557975769043,8.0819635391235352,1526.32,906.4852294921875,18,9,19,10]
[null,null,null,null,null,null,null,null,null,null,null,null,null,null,null,null,null,null,null,null,null,null,null,null,null,null,null,null,null,null,null,null,null,null,null,null,null,null,null,null,null,349,"CCB 380x100x124 Kg/m","CCB","CCB",null,124,380,100,13,16.5,157.91999816894531,31200,10420.2587890625,14.055899620056152,8.1230802536010742,1642.11,1042.0260009765625,18,9,19,10]
[null,null,null,null,null,null,null,null,null,null,null,null,null,null,null,null,null,null,null,null,null,null,null,null,null,null,null,null,null,null,null,null,null,null,null,null,null,null,null,null,null,350,"CCB 380x100x134.6 Kg/m","CCB","CCB",null,134.39999389648437,380,100,13,20,171.41999816894531,35200,10849.7998046875,14.45557975769043,7.9557299613952637,1852.63,1084.97998046875,24,12,19,10]
[]
[]
[]
[null,null,null,null,null,null,null,null,null,null,null,null,null,null,null,null,null,null,null,null,null,null,null,null,null,null,null,null,null,null,null,null,null,null,null,null,null,null,null,null,null,null,null,null,null,"Unequal Angles"]
[]
[null,null,null,null,null,null,null,null,null,null,null,null,null,null,null,null,null,null,null,null,null,null,null,null,null,null,null,null,null,null,null,null,null,null,null,null,null,null,null,null,null,null,null,null,null,"TIS / JIS STANDARDS"]
[]
[null,null,null,null,null,null,null,null,null,null,null,null,null,null,null,null,null,null,null,null,null,null,null,null,null,null,null,null,null,null,null,null,null,null,null,null,null,null,null,null,null,null,null,null,null,"(TIS 1227 : 1996 / JIS G3192 : 1990)"]
[]
[null,null,null,null,null,null,null,null,null,null,null,null,null,null,null,null,null,null,null,null,null,null,null,null,null,null,null,null,null,null,null,null,null,null,null,null,null,null,null,null,null,null,null,null,null,"Size & Properties"]
[]
[]
[null,null,null,null,null,null,null,null,null,null,null,null,null,null,null,null,null,null,null,null,null,null,null,null,null,null,null,null,null,null,null,null,null,null,null,null,null,null,null,null,null,"Standard Sectional Dimesion mm.",null,null,null,"Sectional Area cm2","Unit Weight kg/m","Reference"]
[null,null,null,null,null,null,null,null,null,null,null,null,null,null,null,null,null,null,null,null,null,null,null,null,null,null,null,null,null,null,null,null,null,null,null,null,null,null,null,null,null,null,null,null,null,null,null,"Position of Center of Gravity cm. ",null,"Geometrical Moment of Ineryia cm4",null,null,null,"Raidus of Gyration of Area cm.",null,null,null,"Modulus of Section cm3"]
[null,null,null,null,null,null,null,null,null,null,null,null,null,null,null,null,null,null,null,null,null,null,null,null,null,null,null,null,null,null,null,null,null,null,null,null,null,null,null,null,null,"AxB","t","r1","r2",null,null,"Cx","Cy","Ix","Iy","Max ix","Min iy","ix","iy","Max ix","Max iy","Zx","Zy"]
[null,null,null,null,null,null,null,null,null,null,null,null,null,null,null,null,null,null,null,null,null,null,null,null,null,null,null,null,null,null,null,null,null,null,null,null,null,null,null,1,{"$f":"AP1062&\"x\"&AQ1062","v":"90x75x9"},"90x75",9,8.5,6,14.04,11,2.75,2.0099999999999998,109,68.099999999999994,143,34.1,2.78,2.2000000000000002,3.19,1.56,17.399999999999999,12.4]
[null,null,null,null,null,null,null,null,null,null,null,null,null,null,null,null,null,null,null,null,null,null,null,null,null,null,null,null,null,null,null,null,null,null,null,null,null,null,null,2,{"$f":"AP1063&\"x\"&AQ1063","v":"100x75x7"},"100x75",7,10,5,11.87,9.32,3.06,1.83,118,57,144,30.8,3.15,2.19,3.49,1.61,17,10.1]
[null,null,null,null,null,null,null,null,null,null,null,null,null,null,null,null,null,null,null,null,null,null,null,null,null,null,null,null,null,null,null,null,null,null,null,null,null,null,null,3,"100x75x10","100x75",10,10,7,16.5,13,3.17,1.94,159,76.099999999999994,194,41.3,3.11,2.15,3.43,1.58,23.3,13.7]
[null,null,null,null,null,null,null,null,null,null,null,null,null,null,null,null,null,null,null,null,null,null,null,null,null,null,null,null,null,null,null,null,null,null,null,null,null,null,null,4,"125x75x7","125x75",7,10,5,13.62,10.7,4.0999999999999996,1.64,219,60.4,243,36.4,4.01,2.11,4.2300000000000004,1.64,26.1,10.3]
[null,null,null,null,null,null,null,null,null,null,null,null,null,null,null,null,null,null,null,null,null,null,null,null,null,null,null,null,null,null,null,null,null,null,null,null,null,null,null,5,"125x75x10","125x75",10,10,7,19,14.9,4.22,1.75,299,80.8,330,49,3.96,2.06,4.17,1.61,36.1,14.1]
[null,null,null,null,null,null,null,null,null,null,null,null,null,null,null,null,null,null,null,null,null,null,null,null,null,null,null,null,null,null,null,null,null,null,null,null,null,null,null,6,"125x75x13","125x75",13,10,7,24.31,19.100000000000001,4.3499999999999996,1.87,376,101,415,61.9,3.93,2.04,4.13,1.6,46.1,17.899999999999999]
[null,null,null,null,null,null,null,null,null,null,null,null,null,null,null,null,null,null,null,null,null,null,null,null,null,null,null,null,null,null,null,null,null,null,null,null,null,null,null,7,"125x90x10","125x90",10,10,7,20.5,16.100000000000001,3.95,2.2200000000000002,313,138,380,76.2,3.94,2.59,4.3,1.93,37.200000000000003,20.3]
[null,null,null,null,null,null,null,null,null,null,null,null,null,null,null,null,null,null,null,null,null,null,null,null,null,null,null,null,null,null,null,null,null,null,null,null,null,null,null,8,"125x90x13","125x90",13,10,7,26.26,20.6,4.07,2.34,401,173,477,96.3,3.91,2.57,4.26,1.91,47.5,25.9]
[null,null,null,null,null,null,null,null,null,null,null,null,null,null,null,null,null,null,null,null,null,null,null,null,null,null,null,null,null,null,null,null,null,null,null,null,null,null,null,9,"150x90x9","150x90",9,12,6,20.94,16.399999999999999,4.95,1.99,485,133,537,80.400000000000006,4.8099999999999996,2.52,5.0599999999999996,1.96,48.2,19]
[null,null,null,null,null,null,null,null,null,null,null,null,null,null,null,null,null,null,null,null,null,null,null,null,null,null,null,null,null,null,null,null,null,null,null,null,null,null,null,10,"150x90x12","150x90",12,12,8.5,27.36,21.5,5.07,2.1,619,167,685,102,4.76,2.4700000000000002,5,1.93,62.3,24.3]
[null,null,null,null,null,null,null,null,null,null,null,null,null,null,null,null,null,null,null,null,null,null,null,null,null,null,null,null,null,null,null,null,null,null,null,null,null,null,null,11,"150x100x9","150x100",9,12,6,21.84,17.100000000000001,4.76,2.2999999999999998,502,181,579,104,4.79,2.88,5.15,2.1800000000000002,49.1,23.5]
[null,null,null,null,null,null,null,null,null,null,null,null,null,null,null,null,null,null,null,null,null,null,null,null,null,null,null,null,null,null,null,null,null,null,null,null,null,null,null,12,"150x100x12","150x100",12,12,8.5,28.56,22.4,4.88,2.41,612,223,738,132,4.74,2.83,5.09,2.15,63.4,30.1]
[null,null,null,null,null,null,null,null,null,null,null,null,null,null,null,null,null,null,null,null,null,null,null,null,null,null,null,null,null,null,null,null,null,null,null,null,null,null,null,13,"150x100x15","150x100",15,12,8.5,35.25,27.7,5,2.5299999999999998,782,276,897,161,4.71,2.8,5.04,2.14,78.2,37]

{"sheet":"Hip rafter","index":2,"n_rows":1074,"n_cols":69,"rows_kept":1074,"cut":false,"hidden":false,"merged":[[25,64,25,66],[1048,41,1055,41],[1058,41,1059,44],[1058,45,1060,45],[1058,46,1060,46],[1058,47,1058,58],[1059,47,1059,48],[1059,49,1059,52],[1059,53,1059,56],[1059,57,1059,58],[25,61,25,63],[25,43,25,45],[25,46,25,48],[25,49,25,51],[25,52,25,54],[25,55,25,57],[25,58,25,60],[35,46,35,56],[35,57,35,67],[88,41,90,41],[88,42,90,42],[91,41,92,41],[91,42,92,42],[93,41,94,41],[0,1,0,35],[1,1,1,3],[1,5,1,16],[1,17,1,20],[1,22,1,27],[1,28,1,30],[1,32,1,35],[0,36,0,38],[1,36,1,38],[19,1,19,35],[20,1,20,4],[20,6,20,9],[20,25,20,28],[20,30,20,33],[2,36,2,39],[2,43,3,43],[3,1,3,3],[3,5,3,16],[3,17,3,20],[3,22,3,27],[3,28,3,30],[3,32,3,35],[2,1,2,3],[2,5,2,16],[2,17,2,20],[2,22,2,27],[2,28,2,30],[2,32,2,35],[20,13,20,16],[20,18,20,21],[24,25,24,28],[24,30,24,33],[23,1,23,4],[23,6,23,9],[21,25,21,28],[21,30,21,33],[22,1,22,4],[22,6,22,9],[22,13,22,16],[22,18,22,21],[23,25,23,28],[23,30,23,33],[21,1,21,4],[21,6,21,9],[21,13,21,16],[21,18,21,21],[22,25,22,28],[22,30,22,33],[26,1,26,35],[33,1,33,24],[33,25,33,35],[34,1,34,4],[34,6,34,9],[34,13,34,16],[34,18,34,21],[34,25,34,28],[34,29,34,33],[35,1,35,4],[35,6,35,9],[35,13,35,16],[35,18,35,21],[36,25,36,28],[36,30,36,33],[35,25,35,28],[35,30,35,33],[38,25,38,28],[38,30,38,33],[36,1,36,4],[36,6,36,9],[36,13,36,16],[36,18,36,21],[37,25,37,28],[37,30,37,33],[37,1,37,4],[37,6,37,9],[42,1,42,4],[42,6,42,9],[42,13,42,16],[42,18,42,21],[42,25,42,28],[42,30,42,33],[39,25,39,28],[39,30,39,33],[40,25,40,28],[40,30,40,33],[41,25,41,28],[41,30,41,33],[44,23,44,24],[44,25,44,27],[44,30,44,35],[62,41,69,41],[76,41,77,41],[76,42,77,42],[43,1,43,4],[43,6,43,9],[43,13,43,16],[43,18,43,21],[44,1,44,7],[44,8,44,22],[93,42,94,42],[79,41,80,41],[79,42,80,42],[81,41,84,41],[81,42,84,42],[85,41,87,41],[85,42,87,42],[106,41,109,41],[106,42,109,42],[112,41,119,41],[122,41,122,45],[122,46,124,46],[122,47,124,47],[95,41,97,41],[95,42,97,42],[98,41,101,41],[98,42,101,42],[102,41,105,41],[102,42,105,42],[122,48,122,55],[123,41,124,41],[123,42,124,42],[123,43,124,43],[123,44,124,44],[123,45,124,45],[123,48,123,49],[123,50,123,51],[123,52,123,53],[123,54,123,55],[204,41,211,41],[214,41,216,41],[214,42,215,43],[214,44,214,53],[214,54,216,54],[214,55,216,55],[143,41,150,41],[153,41,154,44],[153,45,155,45],[153,46,155,46],[153,47,153,58],[154,47,154,48],[154,49,154,52],[154,53,154,56],[154,57,154,58],[214,56,214,59],[214,60,214,63],[214,64,214,67],[214,68,216,68],[215,44,215,45],[215,46,215,47],[215,48,215,49],[215,50,215,51],[215,52,215,53],[215,56,215,57],[226,68,228,68],[229,68,230,68],[232,68,235,68],[236,68,237,68],[238,68,239,68],[240,68,244,68],[215,58,215,59],[215,60,215,61],[215,62,215,63],[215,64,215,65],[215,66,215,67],[223,68,224,68],[266,68,268,68],[269,68,271,68],[272,68,274,68],[275,68,277,68],[278,68,281,68],[282,68,284,68],[245,68,247,68],[248,68,249,68],[250,68,254,68],[255,68,257,68],[258,68,259,68],[260,68,265,68],[304,44,306,44],[304,45,306,45],[304,48,304,49],[304,50,305,51],[304,52,305,53],[305,48,305,49],[285,68,286,68],[287,68,288,68],[292,41,299,41],[302,41,302,45],[302,47,306,47],[302,48,303,53],[303,41,303,45],[304,41,306,41],[304,42,306,42],[304,43,306,43],[339,49,339,50],[339,51,339,52],[339,53,339,54],[388,41,395,41],[398,41,398,42],[398,46,398,47],[398,48,398,49],[398,50,398,51],[329,41,336,41],[339,41,339,42],[339,43,340,43],[339,44,340,44],[339,45,339,46],[339,47,339,48],[410,41,415,41],[410,42,415,42],[416,41,420,41],[416,42,420,42],[421,41,423,41],[421,42,423,42],[399,41,399,42],[401,41,404,41],[401,42,404,42],[405,41,406,41],[405,42,406,42],[407,41,409,41],[407,42,409,42],[446,41,447,41],[446,42,447,42],[448,41,449,41],[448,42,449,42],[450,41,456,41],[450,42,456,42],[424,41,426,41],[424,42,426,42],[429,41,436,41],[439,41,439,42],[440,41,440,42],[442,41,445,41],[442,42,445,42],[470,41,473,41],[470,42,473,42],[476,41,483,41],[486,41,489,41],[486,42,486,44],[486,46,486,47],[457,41,460,41],[457,42,460,42],[461,41,465,41],[461,42,465,42],[466,41,469,41],[466,42,469,42],[562,41,562,42],[562,43,563,43],[562,44,563,44],[562,46,562,47],[562,48,563,48],[562,49,563,49],[486,48,486,49],[486,50,486,51],[490,41,491,41],[492,41,493,41],[534,41,541,41],[544,41,545,41],[544,42,546,42],[544,43,544,50],[621,41,636,41],[623,46,631,46],[632,46,636,49],[639,41,646,41],[649,41,650,41],[649,42,650,42],[649,43,649,53],[564,41,568,41],[564,46,578,46],[569,41,578,41],[579,41,588,41],[579,46,591,46],[589,41,603,41],[592,46,604,46],[604,41,620,41],[605,46,613,46],[614,46,622,46]]}
[null,"Hip rafter steel design : ASD",null,null,null,null,null,null,null,null,null,null,null,null,null,null,null,null,null,null,null,null,null,null,null,null,null,null,null,null,null,null,null,null,null,null,"Created & Development"]
[null,"◙ Project",null,null,":","อาคารพานิชย์ 3 ชั้น",null,null,null,null,null,null,null,null,null,null,null,"◙ Date",null,null,null,":",{"$f":"TODAY()","v":"2012-12-09"},null,null,null,null,null,"◙ Time",null,null,":",{"$f":" NOW()","v":41252.775821064817},null,null,null,"Mr. Jirawat Kaewsup",null,null,null,null,null,null,1,null,null,1,4]
[null,"◙ Owner",null,null,":","คุณสมหวัง ดังปรารถนา",null,null,null,null,null,null,null,null,null,null,null,"◙ Engineer",null,null,null,":","นายจิรวัฒน์ แก้วทรัพย์",null,null,null,null,null,"◙ License",null,null,":","ภย.30857",null,null,null,"       Introduction",null,null,null,null,null,null,"E",2040000,null,2,{"$f":"IF(AV2=1,\"RB 6\",IF(AV2=2,\"RB 9\",IF(AV2=3,\"RB 12\",IF(AV2=4,\"RB 15\",IF(AV2=5,\"RB 19\",IF(AV2=6,\"RB 25\",IF(AV2=7,\"RB 28\",IF(AV2=8,\"RB 34\",IF(AV2=9,\"DB 10\",IF(AV2=10,\"DB 12\",IF(AV2=11,\"DB 16\",IF(AV2=12,\"DB 20\",IF(AV2=13,\"DB 22\",IF(AV2=14,\"DB 25\",IF(AV2=15,\"DB 28\",IF(AV2=16,\"DB 32\",IF(AV2=17,\"DB 34\",IF(AV2=18,\"DB 40\"))))))))))))))))))","v":"RB 15"}]
[null,"◙ Location",null,null,":","ตำบลในเมือง อำเภอเมือง จังหวัดนครราชสีมา",null,null,null,null,null,null,null,null,null,null,null,"◙ Hip rafter No.",null,null,null,":","Hip rafter-1",null,null,null,null,null,"◙ Floor",null,null,":","Roof",null,null,null,"   -ออกแบบตามมาตรฐาน AISC หรือ ว.ส.ท.",null,null,null,null,null,null,null,2100000,null,3,"Fe-24"]
[null,null,null,null,null,null,null,null,null,null,null,null,null,null,null,null,null,null,null,null,null,null,null,null,null,null,null,null,null,null,null,null,null,null,null,null,"   -Allowable Stress Design : ASD",null,null,null,null,null,null,"ɵ",{"$f":"ATAN(AE21/AE22)","v":0.49919920729854772},null,4,"Fe-30"]
[null,null,null,null,null,null,null,null,null,null,null,null,null,null,null,null,null,null,null,null,null,null,null,null,null,null,null,null,null,null,null,null,null,null,null,null,"   -ป้อนข้อมูลเฉพาะตัวอักษรหรือตัวเลขสีน้ำเงิน",null,null,null,null,null,null,null,{"$f":"SQRT((AE21^2)+(AE22^2))","v":5.4102310486706573},"m.","Yes",{"$f":"IF(AR2=1,\"C-Light Lip Channel\",IF(AR2=2,\"Square Tube\",IF(AR2=3,\"Rectangular Tube\",IF(AR2=4,\"Equal leg Angel\",IF(AR2=5,\"C-Channel\",IF(AR2=6,\"WF-Wide Flange\",IF(AR2=7,\"I-Beam\")))))))","v":"C-Light Lip Channel"}]
[null,null,null,null,null,null,null,null,null,null,null,null,null,null,null,null,null,null,null,null,null,null,null,null,null,null,null,null,null,null,null,null,null,null,null,null,null,null,null,null,null,null,null,null,{"$f":"AE23/COS(AS5)","v":1.4806948133203905},"m.","No"]
[null,null,null,null,null,null,null,null,null,null,null,null,null,null,null,null,null,null,null,null,null,null,null,null,null,null,null,null,null,null,null,null,null,null,null,null,null,null,null,null,null,null,null,null,{"$f":"AS6-AS7","v":3.929536235350267},"m."]
[null,null,null,null,null,null,null,null,null,null,null,null,null,null,null,null,null,null,null,null,null,null,null,null,null,null,null,null,null,null,null,null,null,null,null,null,null,null,null,null,null,null,{"$f":"IF(AR2=1,\"Use : C-Light Lip Channel\",IF(AR2=2,\"Use : Square Tube\",IF(AR2=3,\"Use : Rectangular Tube\",IF(AR2=4,\"Use : Equal leg Angel\",IF(AR2=5,\"Use : C-Channel\",IF(AR2=6,\"Use : WF-Wide Flange\",IF(AR2=7,\"Use : I-Beam\",IF(AR2=8,\"Use : Unequal leg Angel\"))))))))","v":"Use : C-Light Lip Channel"}]
[]
[]
[]
[]
[]
[]
[]
[]
[]
[]
[null,"Input Data"]
[null,"Use Steel Grade",null,null,null," =","Fe-24",null,null,null,null,null,null,"Weight of hip.",null,null,null," =",12.26,null,null,null,"kg./m.",null,null,"H",null,null,null," =",2.59,null,null,null,"m."]
[null,"Es",null,null,null," =",2100000,null,null,null,"kg./cm.2",null,null,"Weight tranfer.",null,null,null," =",325.83999999999997,null,null,null,"kg./m.",null,null,"L1",null,null,null," =",{"$f":"AE23+AE24","v":4.75},null,null,null,"m."]
[null,"Fy",null,null,null," =",{"$f":"IF(G21=\"Fe-24\",2400,IF(G21=\"Fe-30\",3000))","v":2400},null,null,null,"kg./cm.2",null,null,"Weight average",null,null,null," =",{"$f":"(S22*COS(AS5))+(S21*COS(AS5))","v":296.84037253725097},null,null,null,"kg./m.",null,null,"L2",null,null,null," =",1.3,null,null,null,"m."]
[null,"Fb",null,null,null," =",{"$f":"0.6*G23","v":1440},null,null,null,"kg./cm.2",null,null,null,null,null,null,null,null,null,null,null,null,null,null,"L3",null,null,null," =",3.45,null,null,null,"m."]
[null,null,null,null,null,null,null,null,null,null,null,null,null,null,null,null,null,null,null,null,null,null,null,null,null,"D",null,null,null," =",{"$f":"Rafter!AE24","v":2},null,null,null,"m."]
[null,null,null,null,null,null,null,null,null,null,null,null,null,null,null,null,null,null,null,null,null,null,null,null,null,null,null,null,null,null,null,null,null,null,null,null,null,null,null,null,null,null,null,"C-Light Lip Channel",null,null,"Square Tube",null,null,"Rectangular Tube",null,null,"Equal leg Angle",null,null,"C-Channel",null,null,"WF-Wide Flange",null,null,"I-Beam",null,null,"Unequal leg Angle"]
[null,"Analysis & Design",null,null,null,null,null,null,null,null,null,null,null,null,null,null,null,null,null,null,null,null,null,null,null,null,null,null,null,null,null,null,null,null,null,null,null,null,null,null,null,null,null,"Ix",{"$f":"IF(AND(AR2=1,AD35=AO342),VLOOKUP(1,AN342:BC386,9,FALSE),IF(AND(AR2=1,AD35=AO343),VLOOKUP(2,AN342:BC386,9,FALSE),IF(AND(AR2=1,AD35=AO344),VLOOKUP(3,AN342:BC386,9,FALSE),IF(AND(AR2=1,AD35=AO345),VLOOKUP(4,AN342:BC386,9,FALSE),IF(AND(AR2=1,AD35=AO346),VLOOKUP(5,AN342:BC386,9,FALSE),IF(AND(AR2=1,AD35=AO347),VLOOKUP(6,AN342:BC386,9,FALSE),IF(AND(AR2=1,AD35=AO348),VLOOKUP(7,AN342:BC386,9,FALSE),IF(AND(AR2=1,AD35=AO349),VLOOKUP(8,AN342:BC386,9,FALSE),IF(AND(AR2=1,AD35=AO350),VLOOKUP(9,AN342:BC386,9,FALSE),IF(AND(AR2=1,AD35=AO351),VLOOKUP(10,AN342:BC386,9,FALSE),IF(AND(AR2=1,AD35=AO352),VLOOKUP(11,AN342:BC386,9,FALSE),IF(AND(AR2=1,AD35=AO353),VLOOKUP(12,AN342:BC386,9,FALSE),IF(AND(AR2=1,AD35=AO354),VLOOKUP(13,AN342:BC386,9,FALSE),IF(AND(AR2=1,AD35=AO355),VLOOKUP(14,AN342:BC386,9,FALSE),IF(AND(AR2=1,AD35=AO356),VLOOKUP(15,AN342:BC386,9,FALSE),IF(AND(AR2=1,AD35=AO357),VLOOKUP(16,AN342:BC386,9,FALSE),IF(AND(AR2=1,AD35=AO358),VLOOKUP(17,AN342:BC386,9,FALSE),IF(AND(AR2=1,AD35=AO359),VLOOKUP(18,AN342:BC386,9,FALSE),IF(AND(AR2=1,AD35=AO360),VLOOKUP(19,AN342:BC386,9,FALSE),IF(AND(AR2=1,AD35=AO361),VLOOKUP(20,AN342:BC386,9,FALSE),IF(AND(AR2=1,AD35=AO362),VLOOKUP(21,AN342:BC386,9,FALSE),IF(AND(AR2=1,AD35=AO363),VLOOKUP(22,AN342:BC386,9,FALSE),IF(AND(AR2=1,AD35=AO364),VLOOKUP(23,AN342:BC386,9,FALSE),IF(AND(AR2=1,AD35=AO365),VLOOKUP(24,AN342:BC386,9,FALSE),IF(AND(AR2=1,AD35=AO366),VLOOKUP(25,AN342:BC386,9,FALSE),IF(AND(AR2=1,AD35=AO367),VLOOKUP(26,AN342:BC386,9,FALSE),IF(AND(AR2=1,AD35=AO368),VLOOKUP(27,AN342:BC386,9,FALSE),IF(AND(AR2=1,AD35=AO369),VLOOKUP(28,AN342:BC386,9,FALSE),IF(AND(AR2=1,AD35=AO370),VLOOKUP(29,AN342:BC386,9,FALSE),IF(AND(AR2=1,AD35=AO371),VLOOKUP(30,AN342:BC386,9,FALSE),IF(AND(AR2=1,AD35=AO372),VLOOKUP(31,AN342:BC386,9,FALSE),IF(AND(AR2=1,AD35=AO373),VLOOKUP(32,AN342:BC386,9,FALSE),IF(AND(AR2=1,AD35=AO374),VLOOKUP(33,AN342:BC386,9,FALSE),IF(AND(AR2=1,AD35=AO375),VLOOKUP(34,AN342:BC386,9,FALSE),IF(AND(AR2=1,AD35=AO376),VLOOKUP(35,AN342:BC386,9,FALSE),IF(AND(AR2=1,AD35=AO377),VLOOKUP(36,AN342:BC386,9,FALSE),IF(AND(AR2=1,AD35=AO378),VLOOKUP(37,AN342:BC386,9,FALSE),IF(AND(AR2=1,AD35=AO379),VLOOKUP(38,AN342:BC386,9,FALSE),IF(AND(AR2=1,AD35=AO380),VLOOKUP(39,AN342:BC386,9,FALSE),IF(AND(AR2=1,AD35=AO381),VLOOKUP(40,AN342:BC386,9,FALSE),IF(AND(AR2=1,AD35=AO382),VLOOKUP(41,AN342:BC386,9,FALSE),IF(AND(AR2=1,AD35=AO383),VLOOKUP(42,AN342:BC386,9,FALSE),IF(AND(AR2=1,AD35=AO384),VLOOKUP(43,AN342:BC386,9,FALSE),IF(AND(AR2=1,AD35=AO385),VLOOKUP(44,AN342:BC386,9,FALSE),IF(AND(AR2=1,AD35=AO386),VLOOKUP(45,AN342:BC386,9,FALSE))))))))))))))))))))))))))))))))))))))))))))))","v":181},"cm4","Ix",{"$f":"IF(AND(AR2=2,AD35=AO443),VLOOKUP(1,AN443:AW474,8,FALSE),IF(AND(AR2=2,AD35=AO444),VLOOKUP(2,AN443:AW474,8,FALSE),IF(AND(AR2=2,AD35=AO445),VLOOKUP(3,AN443:AW474,8,FALSE),IF(AND(AR2=2,AD35=AO446),VLOOKUP(4,AN443:AW474,8,FALSE),IF(AND(AR2=2,AD35=AO447),VLOOKUP(5,AN443:AW474,8,FALSE),IF(AND(AR2=2,AD35=AO448),VLOOKUP(6,AN443:AW474,8,FALSE),IF(AND(AR2=2,AD35=AO449),VLOOKUP(7,AN443:AW474,8,FALSE),IF(AND(AR2=2,AD35=AO450),VLOOKUP(8,AN443:AW474,8,FALSE),IF(AND(AR2=2,AD35=AO451),VLOOKUP(9,AN443:AW474,8,FALSE),IF(AND(AR2=2,AD35=AO452),VLOOKUP(10,AN443:AW474,8,FALSE),IF(AND(AR2=2,AD35=AO453),VLOOKUP(11,AN443:AW474,8,FALSE),IF(AND(AR2=2,AD35=AO454),VLOOKUP(12,AN443:AW474,8,FALSE),IF(AND(AR2=2,AD35=AO455),VLOOKUP(13,AN443:AW474,8,FALSE),IF(AND(AR2=2,AD35=AO456),VLOOKUP(14,AN443:AW474,8,FALSE),IF(AND(AR2=2,AD35=AO457),VLOOKUP(15,AN443:AW474,8,FALSE),IF(AND(AR2=2,AD35=AO458),VLOOKUP(16,AN443:AW474,8,FALSE),IF(AND(AR2=2,AD35=AO459),VLOOKUP(17,AN443:AW474,8,FALSE),IF(AND(AR2=2,AD35=AO460),VLOOKUP(18,AN443:AW474,8,FALSE),IF(AND(AR2=2,AD35=AO461),VLOOKUP(19,AN443:AW474,8,FALSE),IF(AND(AR2=2,AD35=AO462),VLOOKUP(20,AN443:AW474,8,FALSE),IF(AND(AR2=2,AD35=AO463),VLOOKUP(21,AN443:AW474,8,FALSE),IF(AND(AR2=2,AD35=AO464),VLOOKUP(22,AN443:AW474,8,FALSE),IF(AND(AR2=2,AD35=AO465),VLOOKUP(23,AN443:AW474,8,FALSE),IF(AND(AR2=2,AD35=AO466),VLOOKUP(24,AN443:AW474,8,FALSE),IF(AND(AR2=2,AD35=AO467),VLOOKUP(25,AN443:AW474,8,FALSE),IF(AND(AR2=2,AD35=AO468),VLOOKUP(26,AN443:AW474,8,FALSE),IF(AND(AR2=2,AD35=AO469),VLOOKUP(27,AN443:AW474,8,FALSE),IF(AND(AR2=2,AD35=AO470),VLOOKUP(28,AN443:AW474,8,FALSE),IF(AND(AR2=2,AD35=AO471),VLOOKUP(29,AN443:AW474,8,FALSE),IF(AND(AR2=2,AD35=AO472),VLOOKUP(30,AN443:AW474,8,FALSE),IF(AND(AR2=2,AD35=AO473),VLOOKUP(31,AN443:AW474,8,FALSE),IF(AND(AR2=2,AD35=AO474),VLOOKUP(32,AN443:AW474,8,FALSE)))))))))))))))))))))))))))))))))","v":false},"cm4","Ix",{"$f":"IF(AND(AR2=3,AD35=AO402),VLOOKUP(1,AN402:AZ427,8,FALSE),IF(AND(AR2=3,AD35=AO403),VLOOKUP(2,AN402:AZ427,8,FALSE),IF(AND(AR2=3,AD35=AO404),VLOOKUP(3,AN402:AZ427,8,FALSE),IF(AND(AR2=3,AD35=AO405),VLOOKUP(4,AN402:AZ427,8,FALSE),IF(AND(AR2=3,AD35=AO406),VLOOKUP(5,AN402:AZ427,8,FALSE),IF(AND(AR2=3,AD35=AO407),VLOOKUP(6,AN402:AZ427,8,FALSE),IF(AND(AR2=3,AD35=AO408),VLOOKUP(7,AN402:AZ427,8,FALSE),IF(AND(AR2=3,AD35=AO409),VLOOKUP(8,AN402:AZ427,8,FALSE),IF(AND(AR2=3,AD35=AO410),VLOOKUP(9,AN402:AZ427,8,FALSE),IF(AND(AR2=3,AD35=AO411),VLOOKUP(10,AN402:AZ427,8,FALSE),IF(AND(AR2=3,AD35=AO412),VLOOKUP(11,AN402:AZ427,8,FALSE),IF(AND(AR2=3,AD35=AO413),VLOOKUP(12,AN402:AZ427,8,FALSE),IF(AND(AR2=3,AD35=AO414),VLOOKUP(13,AN402:AZ427,8,FALSE),IF(AND(AR2=3,AD35=AO415),VLOOKUP(14,AN402:AZ427,8,FALSE),IF(AND(AR2=3,AD35=AO416),VLOOKUP(15,AN402:AZ427,8,FALSE),IF(AND(AR2=3,AD35=AO417),VLOOKUP(16,AN402:AZ427,8,FALSE),IF(AND(AR2=3,AD35=AO418),VLOOKUP(17,AN402:AZ427,8,FALSE),IF(AND(AR2=3,AD35=AO419),VLOOKUP(18,AN402:AZ427,8,FALSE),IF(AND(AR2=3,AD35=AO420),VLOOKUP(19,AN402:AZ427,8,FALSE),IF(AND(AR2=3,AD35=AO421),VLOOKUP(20,AN402:AZ427,8,FALSE),IF(AND(AR2=3,AD35=AO422),VLOOKUP(21,AN402:AZ427,8,FALSE),IF(AND(AR2=3,AD35=AO423),VLOOKUP(22,AN402:AZ427,8,FALSE),IF(AND(AR2=3,AD35=AO424),VLOOKUP(23,AN402:AZ427,8,FALSE),IF(AND(AR2=3,AD35=AO425),VLOOKUP(24,AN402:AZ427,8,FALSE),IF(AND(AR2=3,AD35=AO426),VLOOKUP(25,AN402:AZ427,8,FALSE),IF(AND(AR2=3,AD35=AO427),VLOOKUP(26,AN402:AZ427,8,FALSE)))))))))))))))))))))))))))","v":false},"cm4","Ix",{"$f":"IF(AND(AR2=4,AD35=AO157),VLOOKUP(1,AN157:BG202,11,FALSE),IF(AND(AR2=4,AD35=AO158),VLOOKUP(2,AN157:BG202,11,FALSE),IF(AND(AR2=4,AD35=AO159),VLOOKUP(3,AN157:BG202,11,FALSE),IF(AND(AR2=4,AD35=AO160),VLOOKUP(4,AN157:BG202,11,FALSE),IF(AND(AR2=4,AD35=AO161),VLOOKUP(5,AN157:BG202,11,FALSE),IF(AND(AR2=4,AD35=AO162),VLOOKUP(6,AN157:BG202,11,FALSE),IF(AND(AR2=4,AD35=AO163),VLOOKUP(7,AN157:BG202,11,FALSE),IF(AND(AR2=4,AD35=AO164),VLOOKUP(8,AN157:BG202,11,FALSE),IF(AND(AR2=4,AD35=AO165),VLOOKUP(9,AN157:BG202,11,FALSE),IF(AND(AR2=4,AD35=AO166),VLOOKUP(10,AN157:BG202,11,FALSE),IF(AND(AR2=4,AD35=AO167),VLOOKUP(11,AN157:BG202,11,FALSE),IF(AND(AR2=4,AD35=AO168),VLOOKUP(12,AN157:BG202,11,FALSE),IF(AND(AR2=4,AD35=AO169),VLOOKUP(13,AN157:BG202,11,FALSE),IF(AND(AR2=4,AD35=AO170),VLOOKUP(14,AN157:BG202,11,FALSE),IF(AND(AR2=4,AD35=AO171),VLOOKUP(15,AN157:BG202,11,FALSE),IF(AND(AR2=4,AD35=AO172),VLOOKUP(16,AN157:BG202,11,FALSE),IF(AND(AR2=4,AD35=AO173),VLOOKUP(17,AN157:BG202,11,FALSE),IF(AND(AR2=4,AD35=AO174),VLOOKUP(18,AN157:BG202,11,FALSE),IF(AND(AR2=4,AD35=AO175),VLOOKUP(19,AN157:BG202,11,FALSE),IF(AND(AR2=4,AD35=AO176),VLOOKUP(20,AN157:BG202,11,FALSE),IF(AND(AR2=4,AD35=AO177),VLOOKUP(21,AN157:BG202,11,FALSE),IF(AND(AR2=4,AD35=AO178),VLOOKUP(22,AN157:BG202,11,FALSE),IF(AND(AR2=4,AD35=AO179),VLOOKUP(23,AN157:BG202,11,FALSE),IF(AND(AR2=4,AD35=AO180),VLOOKUP(24,AN157:BG202,11,FALSE),IF(AND(AR2=4,AD35=AO181),VLOOKUP(25,AN157:BG202,11,FALSE),IF(AND(AR2=4,AD35=AO182),VLOOKUP(26,AN157:BG202,11,FALSE),IF(AND(AR2=4,AD35=AO183),VLOOKUP(27,AN157:BG202,11,FALSE),IF(AND(AR2=4,AD35=AO184),VLOOKUP(28,AN157:BG202,11,FALSE),IF(AND(AR2=4,AD35=AO185),VLOOKUP(29,AN157:BG202,11,FALSE),IF(AND(AR2=4,AD35=AO186),VLOOKUP(30,AN157:BG202,11,FALSE),IF(AND(AR2=4,AD35=AO187),VLOOKUP(31,AN157:BG202,11,FALSE),IF(AND(AR2=4,AD35=AO188),VLOOKUP(32,AN157:BG202,11,FALSE),IF(AND(AR2=4,AD35=AO189),VLOOKUP(33,AN157:BG202,11,FALSE),IF(AND(AR2=4,AD35=AO190),VLOOKUP(34,AN157:BG202,11,FALSE),IF(AND(AR2=4,AD35=AO191),VLOOKUP(35,AN157:BG202,11,FALSE),IF(AND(AR2=4,AD35=AO192),VLOOKUP(36,AN157:BG202,11,FALSE),IF(AND(AR2=4,AD35=AO193),VLOOKUP(37,AN157:BG202,11,FALSE),IF(AND(AR2=4,AD35=AO194),VLOOKUP(38,AN157:BG202,11,FALSE),IF(AND(AR2=4,AD35=AO195),VLOOKUP(39,AN157:BG202,11,FALSE),IF(AND(AR2=4,AD35=AO196),VLOOKUP(40,AN157:BG202,11,FALSE),IF(AND(AR2=4,AD35=AO197),VLOOKUP(41,AN157:BG202,11,FALSE),IF(AND(AR2=4,AD35=AO198),VLOOKUP(42,AN157:BG202,11,FALSE),IF(AND(AR2=4,AD35=AO199),VLOOKUP(43,AN157:BG202,11,FALSE),IF(AND(AR2=4,AD35=AO200),VLOOKUP(44,AN157:BG202,11,FALSE),IF(AND(AR2=4,AD35=AO201),VLOOKUP(45,AN157:BG202,11,FALSE),IF(AND(AR2=4,AD35=AO202),VLOOKUP(46,AN157:BG202,11,FALSE)))))))))))))))))))))))))))))))))))))))))))))))","v":false},"cm4","Ix",{"$f":"IF(AND(AR2=5,AD35=AO126),VLOOKUP(1,AN126:BD141,12,FALSE),IF(AND(AR2=5,AD35=AO127),VLOOKUP(2,AN126:BD141,12,FALSE),IF(AND(AR2=5,AD35=AO128),VLOOKUP(3,AN126:BD141,12,FALSE),IF(AND(AR2=5,AD35=AO129),VLOOKUP(4,AN126:BD141,12,FALSE),IF(AND(AR2=5,AD35=AO130),VLOOKUP(5,AN126:BD141,12,FALSE),IF(AND(AR2=5,AD35=AO131),VLOOKUP(6,AN126:BD141,12,FALSE),IF(AND(AR2=5,AD35=AO132),VLOOKUP(7,AN126:BD141,12,FALSE),IF(AND(AR2=5,AD35=AO133),VLOOKUP(8,AN126:BD141,12,FALSE),IF(AND(AR2=5,AD35=AO134),VLOOKUP(9,AN126:BD141,12,FALSE),IF(AND(AR2=5,AD35=AO135),VLOOKUP(10,AN126:BD141,12,FALSE),IF(AND(AR2=5,AD35=AO136),VLOOKUP(11,AN126:BD141,12,FALSE),IF(AND(AR2=5,AD35=AO137),VLOOKUP(12,AN126:BD141,12,FALSE),IF(AND(AR2=5,AD35=AO138),VLOOKUP(13,AN126:BD141,12,FALSE),IF(AND(AR2=5,AD35=AO139),VLOOKUP(14,AN126:BD141,12,FALSE),IF(AND(AR2=5,AD35=AO140),VLOOKUP(15,AN126:BD141,12,FALSE),IF(AND(AR2=5,AD35=AO141),VLOOKUP(16,AN126:BD141,12,FALSE)))))))))))))))))","v":false},"cm4","Ix",{"$f":"IF(AND(AR2=6,AD35=AO218),VLOOKUP(1,AN218:BQ290,18,FALSE),IF(AND(AR2=6,AD35=AO219),VLOOKUP(2,AN218:BQ290,18,FALSE),IF(AND(AR2=6,AD35=AO220),VLOOKUP(3,AN218:BQ290,18,FALSE),IF(AND(AR2=6,AD35=AO221),VLOOKUP(4,AN218:BQ290,18,FALSE),IF(AND(AR2=6,AD35=AO222),VLOOKUP(5,AN218:BQ290,18,FALSE),IF(AND(AR2=6,AD35=AO223),VLOOKUP(6,AN218:BQ290,18,FALSE),IF(AND(AR2=6,AD35=AO224),VLOOKUP(7,AN218:BQ290,18,FALSE),IF(AND(AR2=6,AD35=AO225),VLOOKUP(8,AN218:BQ290,18,FALSE),IF(AND(AR2=6,AD35=AO226),VLOOKUP(9,AN218:BQ290,18,FALSE),IF(AND(AR2=6,AD35=AO227),VLOOKUP(10,AN218:BQ290,18,FALSE),IF(AND(AR2=6,AD35=AO228),VLOOKUP(11,AN218:BQ290,18,FALSE),IF(AND(AR2=6,AD35=AO229),VLOOKUP(12,AN218:BQ290,18,FALSE),IF(AND(AR2=6,AD35=AO230),VLOOKUP(13,AN218:BQ290,18,FALSE),IF(AND(AR2=6,AD35=AO231),VLOOKUP(14,AN218:BQ290,18,FALSE),IF(AND(AR2=6,AD35=AO232),VLOOKUP(15,AN218:BQ290,18,FALSE),IF(AND(AR2=6,AD35=AO233),VLOOKUP(16,AN218:BQ290,18,FALSE),IF(AND(AR2=6,AD35=AO234),VLOOKUP(17,AN218:BQ290,18,FALSE),IF(AND(AR2=6,AD35=AO235),VLOOKUP(18,AN218:BQ290,18,FALSE),IF(AND(AR2=6,AD35=AO236),VLOOKUP(19,AN218:BQ290,18,FALSE),IF(AND(AR2=6,AD35=AO237),VLOOKUP(20,AN218:BQ290,18,FALSE),IF(AND(AR2=6,AD35=AO238),VLOOKUP(21,AN218:BQ290,18,FALSE),IF(AND(AR2=6,AD35=AO239),VLOOKUP(22,AN218:BQ290,18,FALSE),IF(AND(AR2=6,AD35=AO240),VLOOKUP(23,AN218:BQ290,18,FALSE),IF(AND(AR2=6,AD35=AO241),VLOOKUP(24,AN218:BQ290,18,FALSE),IF(AND(AR2=6,AD35=AO242),VLOOKUP(25,AN218:BQ290,18,FALSE),IF(AND(AR2=6,AD35=AO243),VLOOKUP(26,AN218:BQ290,18,FALSE),IF(AND(AR2=6,AD35=AO244),VLOOKUP(27,AN218:BQ290,18,FALSE),IF(AND(AR2=6,AD35=AO245),VLOOKUP(28,AN218:BQ290,18,FALSE),IF(AND(AR2=6,AD35=AO246),VLOOKUP(29,AN218:BQ290,18,FALSE),IF(AND(AR2=6,AD35=AO247),VLOOKUP(30,AN218:BQ290,18,FALSE),IF(AND(AR2=6,AD35=AO248),VLOOKUP(31,AN218:BQ290,18,FALSE),IF(AND(AR2=6,AD35=AO249),VLOOKUP(32,AN218:BQ290,18,FALSE),IF(AND(AR2=6,AD35=AO250),VLOOKUP(33,AN218:BQ290,18,FALSE),IF(AND(AR2=6,AD35=AO251),VLOOKUP(34,AN218:BQ290,18,FALSE),IF(AND(AR2=6,AD35=AO252),VLOOKUP(35,AN218:BQ290,18,FALSE),IF(AND(AR2=6,AD35=AO253),VLOOKUP(36,AN218:BQ290,18,FALSE),IF(AND(AR2=6,AD35=AO254),VLOOKUP(37,AN218:BQ290,18,FALSE),IF(AND(AR2=6,AD35=AO255),VLOOKUP(38,AN218:BQ290,18,FALSE),IF(AND(AR2=6,AD35=AO256),VLOOKUP(39,AN218:BQ290,18,FALSE),IF(AND(AR2=6,AD35=AO257),VLOOKUP(40,AN218:BQ290,18,FALSE),IF(AND(AR2=6,AD35=AO258),VLOOKUP(41,AN218:BQ290,18,FALSE),IF(AND(AR2=6,AD35=AO259),VLOOKUP(42,AN218:BQ290,18,FALSE),IF(AND(AR2=6,AD35=AO260),VLOOKUP(43,AN218:BQ290,18,FALSE),IF(AND(AR2=6,AD35=AO261),VLOOKUP(44,AN218:BQ290,18,FALSE),IF(AND(AR2=6,AD35=AO262),VLOOKUP(45,AN218:BQ290,18,FALSE),IF(AND(AR2=6,AD35=AO263),VLOOKUP(46,AN218:BQ290,18,FALSE),IF(AND(AR2=6,AD35=AO264),VLOOKUP(47,AN218:BQ290,18,FALSE),IF(AND(AR2=6,AD35=AO265),VLOOKUP(48,AN218:BQ290,18,FALSE),IF(AND(AR2=6,AD35=AO266),VLOOKUP(49,AN218:BQ290,18,FALSE),IF(AND(AR2=6,AD35=AO267),VLOOKUP(50,AN218:BQ290,18,FALSE),IF(AND(AR2=6,AD35=AO268),VLOOKUP(51,AN218:BQ290,18,FALSE),IF(AND(AR2=6,AD35=AO269),VLOOKUP(52,AN218:BQ290,18,FALSE),IF(AND(AR2=6,AD35=AO270),VLOOKUP(53,AN218:BQ290,18,FALSE),IF(AND(AR2=6,AD35=AO271),VLOOKUP(54,AN218:BQ290,18,FALSE),IF(AND(AR2=6,AD35=AO272),VLOOKUP(55,AN218:BQ290,18,FALSE),IF(AND(AR2=6,AD35=AO273),VLOOKUP(56,AN218:BQ290,18,FALSE),IF(AND(AR2=6,AD35=AO274),VLOOKUP(57,AN218:BQ290,18,FALSE),IF(AND(AR2=6,AD35=AO275),VLOOKUP(58,AN218:BQ290,18,FALSE),IF(AND(AR2=6,AD35=AO276),VLOOKUP(59,AN218:BQ290,18,FALSE),IF(AND(AR2=6,AD35=AO277),VLOOKUP(60,AN218:BQ290,18,FALSE),IF(AND(AR2=6,AD35=AO278),VLOOKUP(61,AN218:BQ290,18,FALSE),IF(AND(AR2=6,AD35=AO279),VLOOKUP(62,AN218:BQ290,18,FALSE),IF(AND(AR2=6,AD35=AO280),VLOOKUP(63,AN218:BQ290,18,FALSE),IF(AND(AR2=6,AD35=AO281),VLOOKUP(64,AN218:BQ290,18,FALSE)))))))))))))))))))))))))))))))))))))))))))))))))))))))))))))))))","v":false},"cm4","Ix",{"$f":"IF(AND(AR2=7,AD35=AO308),VLOOKUP(1,AN308:BB327,10,FALSE),IF(AND(AR2=7,AD35=AO309),VLOOKUP(2,AN308:BB327,10,FALSE),IF(AND(AR2=7,AD35=AO310),VLOOKUP(3,AN308:BB327,10,FALSE),IF(AND(AR2=7,AD35=AO311),VLOOKUP(4,AN308:BB327,10,FALSE),IF(AND(AR2=7,AD35=AO312),VLOOKUP(5,AN308:BB327,10,FALSE),IF(AND(AR2=7,AD35=AO313),VLOOKUP(6,AN308:BB327,10,FALSE),IF(AND(AR2=7,AD35=AO314),VLOOKUP(7,AN308:BB327,10,FALSE),IF(AND(AR2=7,AD35=AO315),VLOOKUP(8,AN308:BB327,10,FALSE),IF(AND(AR2=7,AD35=AO316),VLOOKUP(9,AN308:BB327,10,FALSE),IF(AND(AR2=7,AD35=AO317),VLOOKUP(10,AN308:BB327,10,FALSE),IF(AND(AR2=7,AD35=AO318),VLOOKUP(11,AN308:BB327,10,FALSE),IF(AND(AR2=7,AD35=AO319),VLOOKUP(12,AN308:BB327,10,FALSE),IF(AND(AR2=7,AD35=AO320),VLOOKUP(13,AN308:BB327,10,FALSE),IF(AND(AR2=7,AD35=AO321),VLOOKUP(14,AN308:BB327,10,FALSE),IF(AND(AR2=7,AD35=AO322),VLOOKUP(15,AN308:BB327,10,FALSE),IF(AND(AR2=7,AD35=AO323),VLOOKUP(16,AN308:BB327,10,FALSE),IF(AND(AR2=7,AD35=AO324),VLOOKUP(17,AN308:BB327,10,FALSE),IF(AND(AR2=7,AD35=AO325),VLOOKUP(18,AN308:BB327,10,FALSE),IF(AND(AR2=7,AD35=AO326),VLOOKUP(19,AN308:BB327,10,FALSE),IF(AND(AR2=7,AD35=AO327),VLOOKUP(20,AN308:BB327,10,FALSE)))))))))))))))))))))","v":false},"cm4","Ix",{"$f":"IF(AND(AR2=8,AD35=AO1062),VLOOKUP(1,AN1062:BG1074,11,FALSE),IF(AND(AR2=8,AD35=AO1063),VLOOKUP(2,AN1062:BG1074,11,FALSE),IF(AND(AR2=8,AD35=AO1064),VLOOKUP(3,AN1062:BG1074,11,FALSE),IF(AND(AR2=8,AD35=AO1065),VLOOKUP(4,AN1062:BG1074,11,FALSE),IF(AND(AR2=8,AD35=AO1066),VLOOKUP(5,AN1062:BG1074,11,FALSE),IF(AND(AR2=8,AD35=AO1067),VLOOKUP(6,AN1062:BG1074,11,FALSE),IF(AND(AR2=8,AD35=AO1068),VLOOKUP(7,AN1062:BG1074,11,FALSE),IF(AND(AR2=8,AD35=AO1069),VLOOKUP(8,AN1062:BG1074,11,FALSE),IF(AND(AR2=8,AD35=AO1070),VLOOKUP(9,AN1062:BG1074,11,FALSE),IF(AND(AR2=8,AD35=AO1071),VLOOKUP(10,AN1062:BG1074,11,FALSE),IF(AND(AR2=8,AD35=AO1072),VLOOKUP(11,AN1062:BG1074,11,FALSE),IF(AND(AR2=8,AD35=AO1073),VLOOKUP(12,AN1062:BG1074,11,FALSE),IF(AND(AR2=8,AD35=AO1074),VLOOKUP(13,AN1062:BG1074,11,FALSE))))))))))))))","v":false},"cm4"]
[null,null,null,null,null,null,null,null,null,null,null,null,null,null,null,null,null,null,null,null,null,null,null,null,null,null,null,null,null,null,null,null,null,null,null,null,null,null,null,null,null,null,null,"Iy",{"$f":"IF(AND(AR2=1,AD35=AO342),VLOOKUP(1,AN342:BC386,10,FALSE),IF(AND(AR2=1,AD35=AO343),VLOOKUP(2,AN342:BC386,10,FALSE),IF(AND(AR2=1,AD35=AO344),VLOOKUP(3,AN342:BC386,10,FALSE),IF(AND(AR2=1,AD35=AO345),VLOOKUP(4,AN342:BC386,10,FALSE),IF(AND(AR2=1,AD35=AO346),VLOOKUP(5,AN342:BC386,10,FALSE),IF(AND(AR2=1,AD35=AO347),VLOOKUP(6,AN342:BC386,10,FALSE),IF(AND(AR2=1,AD35=AO348),VLOOKUP(7,AN342:BC386,10,FALSE),IF(AND(AR2=1,AD35=AO349),VLOOKUP(8,AN342:BC386,10,FALSE),IF(AND(AR2=1,AD35=AO350),VLOOKUP(9,AN342:BC386,10,FALSE),IF(AND(AR2=1,AD35=AO351),VLOOKUP(10,AN342:BC386,10,FALSE),IF(AND(AR2=1,AD35=AO352),VLOOKUP(11,AN342:BC386,10,FALSE),IF(AND(AR2=1,AD35=AO353),VLOOKUP(12,AN342:BC386,10,FALSE),IF(AND(AR2=1,AD35=AO354),VLOOKUP(13,AN342:BC386,10,FALSE),IF(AND(AR2=1,AD35=AO355),VLOOKUP(14,AN342:BC386,10,FALSE),IF(AND(AR2=1,AD35=AO356),VLOOKUP(15,AN342:BC386,10,FALSE),IF(AND(AR2=1,AD35=AO357),VLOOKUP(16,AN342:BC386,10,FALSE),IF(AND(AR2=1,AD35=AO358),VLOOKUP(17,AN342:BC386,10,FALSE),IF(AND(AR2=1,AD35=AO359),VLOOKUP(18,AN342:BC386,10,FALSE),IF(AND(AR2=1,AD35=AO360),VLOOKUP(19,AN342:BC386,10,FALSE),IF(AND(AR2=1,AD35=AO361),VLOOKUP(20,AN342:BC386,10,FALSE),IF(AND(AR2=1,AD35=AO362),VLOOKUP(21,AN342:BC386,10,FALSE),IF(AND(AR2=1,AD35=AO363),VLOOKUP(22,AN342:BC386,10,FALSE),IF(AND(AR2=1,AD35=AO364),VLOOKUP(23,AN342:BC386,10,FALSE),IF(AND(AR2=1,AD35=AO365),VLOOKUP(24,AN342:BC386,10,FALSE),IF(AND(AR2=1,AD35=AO366),VLOOKUP(25,AN342:BC386,10,FALSE),IF(AND(AR2=1,AD35=AO367),VLOOKUP(26,AN342:BC386,10,FALSE),IF(AND(AR2=1,AD35=AO368),VLOOKUP(27,AN342:BC386,10,FALSE),IF(AND(AR2=1,AD35=AO369),VLOOKUP(28,AN342:BC386,10,FALSE),IF(AND(AR2=1,AD35=AO370),VLOOKUP(29,AN342:BC386,10,FALSE),IF(AND(AR2=1,AD35=AO371),VLOOKUP(30,AN342:BC386,10,FALSE),IF(AND(AR2=1,AD35=AO372),VLOOKUP(31,AN342:BC386,10,FALSE),IF(AND(AR2=1,AD35=AO373),VLOOKUP(32,AN342:BC386,10,FALSE),IF(AND(AR2=1,AD35=AO374),VLOOKUP(33,AN342:BC386,10,FALSE),IF(AND(AR2=1,AD35=AO375),VLOOKUP(34,AN342:BC386,10,FALSE),IF(AND(AR2=1,AD35=AO376),VLOOKUP(35,AN342:BC386,10,FALSE),IF(AND(AR2=1,AD35=AO377),VLOOKUP(36,AN342:BC386,10,FALSE),IF(AND(AR2=1,AD35=AO378),VLOOKUP(37,AN342:BC386,10,FALSE),IF(AND(AR2=1,AD35=AO379),VLOOKUP(38,AN342:BC386,10,FALSE),IF(AND(AR2=1,AD35=AO380),VLOOKUP(39,AN342:BC386,10,FALSE),IF(AND(AR2=1,AD35=AO381),VLOOKUP(40,AN342:BC386,10,FALSE),IF(AND(AR2=1,AD35=AO382),VLOOKUP(41,AN342:BC386,10,FALSE),IF(AND(AR2=1,AD35=AO383),VLOOKUP(42,AN342:BC386,10,FALSE),IF(AND(AR2=1,AD35=AO384),VLOOKUP(43,AN342:BC386,10,FALSE),IF(AND(AR2=1,AD35=AO385),VLOOKUP(44,AN342:BC386,10,FALSE),IF(AND(AR2=1,AD35=AO386),VLOOKUP(45,AN342:BC386,10,FALSE))))))))))))))))))))))))))))))))))))))))))))))","v":26.6},"cm4","Iy",{"$f":"IF(AND(AR2=2,AD35=AO443),VLOOKUP(1,AN443:AW474,8,FALSE),IF(AND(AR2=2,AD35=AO444),VLOOKUP(2,AN443:AW474,8,FALSE),IF(AND(AR2=2,AD35=AO445),VLOOKUP(3,AN443:AW474,8,FALSE),IF(AND(AR2=2,AD35=AO446),VLOOKUP(4,AN443:AW474,8,FALSE),IF(AND(AR2=2,AD35=AO447),VLOOKUP(5,AN443:AW474,8,FALSE),IF(AND(AR2=2,AD35=AO448),VLOOKUP(6,AN443:AW474,8,FALSE),IF(AND(AR2=2,AD35=AO449),VLOOKUP(7,AN443:AW474,8,FALSE),IF(AND(AR2=2,AD35=AO450),VLOOKUP(8,AN443:AW474,8,FALSE),IF(AND(AR2=2,AD35=AO451),VLOOKUP(9,AN443:AW474,8,FALSE),IF(AND(AR2=2,AD35=AO452),VLOOKUP(10,AN443:AW474,8,FALSE),IF(AND(AR2=2,AD35=AO453),VLOOKUP(11,AN443:AW474,8,FALSE),IF(AND(AR2=2,AD35=AO454),VLOOKUP(12,AN443:AW474,8,FALSE),IF(AND(AR2=2,AD35=AO455),VLOOKUP(13,AN443:AW474,8,FALSE),IF(AND(AR2=2,AD35=AO456),VLOOKUP(14,AN443:AW474,8,FALSE),IF(AND(AR2=2,AD35=AO457),VLOOKUP(15,AN443:AW474,8,FALSE),IF(AND(AR2=2,AD35=AO458),VLOOKUP(16,AN443:AW474,8,FALSE),IF(AND(AR2=2,AD35=AO459),VLOOKUP(17,AN443:AW474,8,FALSE),IF(AND(AR2=2,AD35=AO460),VLOOKUP(18,AN443:AW474,8,FALSE),IF(AND(AR2=2,AD35=AO461),VLOOKUP(19,AN443:AW474,8,FALSE),IF(AND(AR2=2,AD35=AO462),VLOOKUP(20,AN443:AW474,8,FALSE),IF(AND(AR2=2,AD35=AO463),VLOOKUP(21,AN443:AW474,8,FALSE),IF(AND(AR2=2,AD35=AO464),VLOOKUP(22,AN443:AW474,8,FALSE),IF(AND(AR2=2,AD35=AO465),VLOOKUP(23,AN443:AW474,8,FALSE),IF(AND(AR2=2,AD35=AO466),VLOOKUP(24,AN443:AW474,8,FALSE),IF(AND(AR2=2,AD35=AO467),VLOOKUP(25,AN443:AW474,8,FALSE),IF(AND(AR2=2,AD35=AO468),VLOOKUP(26,AN443:AW474,8,FALSE),IF(AND(AR2=2,AD35=AO469),VLOOKUP(27,AN443:AW474,8,FALSE),IF(AND(AR2=2,AD35=AO470),VLOOKUP(28,AN443:AW474,8,FALSE),IF(AND(AR2=2,AD35=AO471),VLOOKUP(29,AN443:AW474,8,FALSE),IF(AND(AR2=2,AD35=AO472),VLOOKUP(30,AN443:AW474,8,FALSE),IF(AND(AR2=2,AD35=AO473),VLOOKUP(31,AN443:AW474,8,FALSE),IF(AND(AR2=2,AD35=AO474),VLOOKUP(32,AN443:AW474,8,FALSE)))))))))))))))))))))))))))))))))","v":false},"cm4","Iy",{"$f":"IF(AND(AR2=3,AD35=AO402),VLOOKUP(1,AN402:AZ427,9,FALSE),IF(AND(AR2=3,AD35=AO403),VLOOKUP(2,AN402:AZ427,9,FALSE),IF(AND(AR2=3,AD35=AO404),VLOOKUP(3,AN402:AZ427,9,FALSE),IF(AND(AR2=3,AD35=AO405),VLOOKUP(4,AN402:AZ427,9,FALSE),IF(AND(AR2=3,AD35=AO406),VLOOKUP(5,AN402:AZ427,9,FALSE),IF(AND(AR2=3,AD35=AO407),VLOOKUP(6,AN402:AZ427,9,FALSE),IF(AND(AR2=3,AD35=AO408),VLOOKUP(7,AN402:AZ427,9,FALSE),IF(AND(AR2=3,AD35=AO409),VLOOKUP(8,AN402:AZ427,9,FALSE),IF(AND(AR2=3,AD35=AO410),VLOOKUP(9,AN402:AZ427,9,FALSE),IF(AND(AR2=3,AD35=AO411),VLOOKUP(10,AN402:AZ427,9,FALSE),IF(AND(AR2=3,AD35=AO412),VLOOKUP(11,AN402:AZ427,9,FALSE),IF(AND(AR2=3,AD35=AO413),VLOOKUP(12,AN402:AZ427,9,FALSE),IF(AND(AR2=3,AD35=AO414),VLOOKUP(13,AN402:AZ427,9,FALSE),IF(AND(AR2=3,AD35=AO415),VLOOKUP(14,AN402:AZ427,9,FALSE),IF(AND(AR2=3,AD35=AO416),VLOOKUP(15,AN402:AZ427,9,FALSE),IF(AND(AR2=3,AD35=AO417),VLOOKUP(16,AN402:AZ427,9,FALSE),IF(AND(AR2=3,AD35=AO418),VLOOKUP(17,AN402:AZ427,9,FALSE),IF(AND(AR2=3,AD35=AO419),VLOOKUP(18,AN402:AZ427,9,FALSE),IF(AND(AR2=3,AD35=AO420),VLOOKUP(19,AN402:AZ427,9,FALSE),IF(AND(AR2=3,AD35=AO421),VLOOKUP(20,AN402:AZ427,9,FALSE),IF(AND(AR2=3,AD35=AO422),VLOOKUP(21,AN402:AZ427,9,FALSE),IF(AND(AR2=3,AD35=AO423),VLOOKUP(22,AN402:AZ427,9,FALSE),IF(AND(AR2=3,AD35=AO424),VLOOKUP(23,AN402:AZ427,9,FALSE),IF(AND(AR2=3,AD35=AO425),VLOOKUP(24,AN402:AZ427,9,FALSE),IF(AND(AR2=3,AD35=AO426),VLOOKUP(25,AN402:AZ427,9,FALSE),IF(AND(AR2=3,AD35=AO427),VLOOKUP(26,AN402:AZ427,9,FALSE)))))))))))))))))))))))))))","v":false},"cm4","Iy",{"$f":"BB27","v":false},"cm4","Iy",{"$f":"IF(AND(AR2=5,AD35=AO126),VLOOKUP(1,AN126:BD141,13,FALSE),IF(AND(AR2=5,AD35=AO127),VLOOKUP(2,AN126:BD141,13,FALSE),IF(AND(AR2=5,AD35=AO128),VLOOKUP(3,AN126:BD141,13,FALSE),IF(AND(AR2=5,AD35=AO129),VLOOKUP(4,AN126:BD141,13,FALSE),IF(AND(AR2=5,AD35=AO130),VLOOKUP(5,AN126:BD141,13,FALSE),IF(AND(AR2=5,AD35=AO131),VLOOKUP(6,AN126:BD141,13,FALSE),IF(AND(AR2=5,AD35=AO132),VLOOKUP(7,AN126:BD141,13,FALSE),IF(AND(AR2=5,AD35=AO133),VLOOKUP(8,AN126:BD141,13,FALSE),IF(AND(AR2=5,AD35=AO134),VLOOKUP(9,AN126:BD141,13,FALSE),IF(AND(AR2=5,AD35=AO135),VLOOKUP(10,AN126:BD141,13,FALSE),IF(AND(AR2=5,AD35=AO136),VLOOKUP(11,AN126:BD141,13,FALSE),IF(AND(AR2=5,AD35=AO137),VLOOKUP(12,AN126:BD141,13,FALSE),IF(AND(AR2=5,AD35=AO138),VLOOKUP(13,AN126:BD141,13,FALSE),IF(AND(AR2=5,AD35=AO139),VLOOKUP(14,AN126:BD141,13,FALSE),IF(AND(AR2=5,AD35=AO140),VLOOKUP(15,AN126:BD141,13,FALSE),IF(AND(AR2=5,AD35=AO141),VLOOKUP(16,AN126:BD141,13,FALSE)))))))))))))))))","v":false},"cm4","Iy",{"$f":"IF(AND(AR2=6,AD35=AO218),VLOOKUP(1,AN218:BQ290,20,FALSE),IF(AND(AR2=6,AD35=AO219),VLOOKUP(2,AN218:BQ290,20,FALSE),IF(AND(AR2=6,AD35=AO220),VLOOKUP(3,AN218:BQ290,20,FALSE),IF(AND(AR2=6,AD35=AO221),VLOOKUP(4,AN218:BQ290,20,FALSE),IF(AND(AR2=6,AD35=AO222),VLOOKUP(5,AN218:BQ290,20,FALSE),IF(AND(AR2=6,AD35=AO223),VLOOKUP(6,AN218:BQ290,20,FALSE),IF(AND(AR2=6,AD35=AO224),VLOOKUP(7,AN218:BQ290,20,FALSE),IF(AND(AR2=6,AD35=AO225),VLOOKUP(8,AN218:BQ290,20,FALSE),IF(AND(AR2=6,AD35=AO226),VLOOKUP(9,AN218:BQ290,20,FALSE),IF(AND(AR2=6,AD35=AO227),VLOOKUP(10,AN218:BQ290,20,FALSE),IF(AND(AR2=6,AD35=AO228),VLOOKUP(11,AN218:BQ290,20,FALSE),IF(AND(AR2=6,AD35=AO229),VLOOKUP(12,AN218:BQ290,20,FALSE),IF(AND(AR2=6,AD35=AO230),VLOOKUP(13,AN218:BQ290,20,FALSE),IF(AND(AR2=6,AD35=AO231),VLOOKUP(14,AN218:BQ290,20,FALSE),IF(AND(AR2=6,AD35=AO232),VLOOKUP(15,AN218:BQ290,20,FALSE),IF(AND(AR2=6,AD35=AO233),VLOOKUP(16,AN218:BQ290,20,FALSE),IF(AND(AR2=6,AD35=AO234),VLOOKUP(17,AN218:BQ290,20,FALSE),IF(AND(AR2=6,AD35=AO235),VLOOKUP(18,AN218:BQ290,20,FALSE),IF(AND(AR2=6,AD35=AO236),VLOOKUP(19,AN218:BQ290,20,FALSE),IF(AND(AR2=6,AD35=AO237),VLOOKUP(20,AN218:BQ290,20,FALSE),IF(AND(AR2=6,AD35=AO238),VLOOKUP(21,AN218:BQ290,20,FALSE),IF(AND(AR2=6,AD35=AO239),VLOOKUP(22,AN218:BQ290,20,FALSE),IF(AND(AR2=6,AD35=AO240),VLOOKUP(23,AN218:BQ290,20,FALSE),IF(AND(AR2=6,AD35=AO241),VLOOKUP(24,AN218:BQ290,20,FALSE),IF(AND(AR2=6,AD35=AO242),VLOOKUP(25,AN218:BQ290,20,FALSE),IF(AND(AR2=6,AD35=AO243),VLOOKUP(26,AN218:BQ290,20,FALSE),IF(AND(AR2=6,AD35=AO244),VLOOKUP(27,AN218:BQ290,20,FALSE),IF(AND(AR2=6,AD35=AO245),VLOOKUP(28,AN218:BQ290,20,FALSE),IF(AND(AR2=6,AD35=AO246),VLOOKUP(29,AN218:BQ290,20,FALSE),IF(AND(AR2=6,AD35=AO247),VLOOKUP(30,AN218:BQ290,20,FALSE),IF(AND(AR2=6,AD35=AO248),VLOOKUP(31,AN218:BQ290,20,FALSE),IF(AND(AR2=6,AD35=AO249),VLOOKUP(32,AN218:BQ290,20,FALSE),IF(AND(AR2=6,AD35=AO250),VLOOKUP(33,AN218:BQ290,20,FALSE),IF(AND(AR2=6,AD35=AO251),VLOOKUP(34,AN218:BQ290,20,FALSE),IF(AND(AR2=6,AD35=AO252),VLOOKUP(35,AN218:BQ290,20,FALSE),IF(AND(AR2=6,AD35=AO253),VLOOKUP(36,AN218:BQ290,20,FALSE),IF(AND(AR2=6,AD35=AO254),VLOOKUP(37,AN218:BQ290,20,FALSE),IF(AND(AR2=6,AD35=AO255),VLOOKUP(38,AN218:BQ290,20,FALSE),IF(AND(AR2=6,AD35=AO256),VLOOKUP(39,AN218:BQ290,20,FALSE),IF(AND(AR2=6,AD35=AO257),VLOOKUP(40,AN218:BQ290,20,FALSE),IF(AND(AR2=6,AD35=AO258),VLOOKUP(41,AN218:BQ290,20,FALSE),IF(AND(AR2=6,AD35=AO259),VLOOKUP(42,AN218:BQ290,20,FALSE),IF(AND(AR2=6,AD35=AO260),VLOOKUP(43,AN218:BQ290,20,FALSE),IF(AND(AR2=6,AD35=AO261),VLOOKUP(44,AN218:BQ290,20,FALSE),IF(AND(AR2=6,AD35=AO262),VLOOKUP(45,AN218:BQ290,20,FALSE),IF(AND(AR2=6,AD35=AO263),VLOOKUP(46,AN218:BQ290,20,FALSE),IF(AND(AR2=6,AD35=AO264),VLOOKUP(47,AN218:BQ290,20,FALSE),IF(AND(AR2=6,AD35=AO265),VLOOKUP(48,AN218:BQ290,20,FALSE),IF(AND(AR2=6,AD35=AO266),VLOOKUP(49,AN218:BQ290,20,FALSE),IF(AND(AR2=6,AD35=AO267),VLOOKUP(50,AN218:BQ290,20,FALSE),IF(AND(AR2=6,AD35=AO268),VLOOKUP(51,AN218:BQ290,20,FALSE),IF(AND(AR2=6,AD35=AO269),VLOOKUP(52,AN218:BQ290,20,FALSE),IF(AND(AR2=6,AD35=AO270),VLOOKUP(53,AN218:BQ290,20,FALSE),IF(AND(AR2=6,AD35=AO271),VLOOKUP(54,AN218:BQ290,20,FALSE),IF(AND(AR2=6,AD35=AO272),VLOOKUP(55,AN218:BQ290,20,FALSE),IF(AND(AR2=6,AD35=AO273),VLOOKUP(56,AN218:BQ290,20,FALSE),IF(AND(AR2=6,AD35=AO274),VLOOKUP(57,AN218:BQ290,20,FALSE),IF(AND(AR2=6,AD35=AO275),VLOOKUP(58,AN218:BQ290,20,FALSE),IF(AND(AR2=6,AD35=AO276),VLOOKUP(59,AN218:BQ290,20,FALSE),IF(AND(AR2=6,AD35=AO277),VLOOKUP(60,AN218:BQ290,20,FALSE),IF(AND(AR2=6,AD35=AO278),VLOOKUP(61,AN218:BQ290,20,FALSE),IF(AND(AR2=6,AD35=AO279),VLOOKUP(62,AN218:BQ290,20,FALSE),IF(AND(AR2=6,AD35=AO280),VLOOKUP(63,AN218:BQ290,20,FALSE),IF(AND(AR2=6,AD35=AO281),VLOOKUP(64,AN218:BQ290,20,FALSE)))))))))))))))))))))))))))))))))))))))))))))))))))))))))))))))))","v":false},"cm4","Iy",{"$f":"IF(AND(AR2=7,AD35=AO308),VLOOKUP(1,AN308:BB327,11,FALSE),IF(AND(AR2=7,AD35=AO309),VLOOKUP(2,AN308:BB327,11,FALSE),IF(AND(AR2=7,AD35=AO310),VLOOKUP(3,AN308:BB327,11,FALSE),IF(AND(AR2=7,AD35=AO311),VLOOKUP(4,AN308:BB327,11,FALSE),IF(AND(AR2=7,AD35=AO312),VLOOKUP(5,AN308:BB327,11,FALSE),IF(AND(AR2=7,AD35=AO313),VLOOKUP(6,AN308:BB327,11,FALSE),IF(AND(AR2=7,AD35=AO314),VLOOKUP(7,AN308:BB327,11,FALSE),IF(AND(AR2=7,AD35=AO315),VLOOKUP(8,AN308:BB327,11,FALSE),IF(AND(AR2=7,AD35=AO316),VLOOKUP(9,AN308:BB327,11,FALSE),IF(AND(AR2=7,AD35=AO317),VLOOKUP(10,AN308:BB327,11,FALSE),IF(AND(AR2=7,AD35=AO318),VLOOKUP(11,AN308:BB327,11,FALSE),IF(AND(AR2=7,AD35=AO319),VLOOKUP(12,AN308:BB327,11,FALSE),IF(AND(AR2=7,AD35=AO320),VLOOKUP(13,AN308:BB327,11,FALSE),IF(AND(AR2=7,AD35=AO321),VLOOKUP(14,AN308:BB327,11,FALSE),IF(AND(AR2=7,AD35=AO322),VLOOKUP(15,AN308:BB327,11,FALSE),IF(AND(AR2=7,AD35=AO323),VLOOKUP(16,AN308:BB327,11,FALSE),IF(AND(AR2=7,AD35=AO324),VLOOKUP(17,AN308:BB327,11,FALSE),IF(AND(AR2=7,AD35=AO325),VLOOKUP(18,AN308:BB327,11,FALSE),IF(AND(AR2=7,AD35=AO326),VLOOKUP(19,AN308:BB327,11,FALSE),IF(AND(AR2=7,AD35=AO327),VLOOKUP(20,AN308:BB327,11,FALSE)))))))))))))))))))))","v":false},"cm4","Iy",{"$f":"IF(AND(AR2=8,AD35=AO1062),VLOOKUP(1,AN1062:BG1074,12,FALSE),IF(AND(AR2=8,AD35=AO1063),VLOOKUP(2,AN1062:BG1074,12,FALSE),IF(AND(AR2=8,AD35=AO1064),VLOOKUP(3,AN1062:BG1074,12,FALSE),IF(AND(AR2=8,AD35=AO1065),VLOOKUP(4,AN1062:BG1074,12,FALSE),IF(AND(AR2=8,AD35=AO1066),VLOOKUP(5,AN1062:BG1074,12,FALSE),IF(AND(AR2=8,AD35=AO1067),VLOOKUP(6,AN1062:BG1074,12,FALSE),IF(AND(AR2=8,AD35=AO1068),VLOOKUP(7,AN1062:BG1074,12,FALSE),IF(AND(AR2=8,AD35=AO1069),VLOOKUP(8,AN1062:BG1074,12,FALSE),IF(AND(AR2=8,AD35=AO1070),VLOOKUP(9,AN1062:BG1074,12,FALSE),IF(AND(AR2=8,AD35=AO1071),VLOOKUP(10,AN1062:BG1074,12,FALSE),IF(AND(AR2=8,AD35=AO1072),VLOOKUP(11,AN1062:BG1074,12,FALSE),IF(AND(AR2=8,AD35=AO1073),VLOOKUP(12,AN1062:BG1074,12,FALSE),IF(AND(AR2=8,AD35=AO1074),VLOOKUP(13,AN1062:BG1074,12,FALSE))))))))))))))","v":false},"cm4"]
[null,null,null,null,null,null,null,null,null,null,null,null,null,null,null,null,null,null,null,null,null,null,null,null,null,null,null,null,null,null,null,null,null,null,null,null,null,null,null,null,null,null,null,"Zx",{"$f":"IF(AND(AR2=1,AD35=AO342),VLOOKUP(1,AN342:BC386,13,FALSE),IF(AND(AR2=1,AD35=AO343),VLOOKUP(2,AN342:BC386,13,FALSE),IF(AND(AR2=1,AD35=AO344),VLOOKUP(3,AN342:BC386,13,FALSE),IF(AND(AR2=1,AD35=AO345),VLOOKUP(4,AN342:BC386,13,FALSE),IF(AND(AR2=1,AD35=AO346),VLOOKUP(5,AN342:BC386,13,FALSE),IF(AND(AR2=1,AD35=AO347),VLOOKUP(6,AN342:BC386,13,FALSE),IF(AND(AR2=1,AD35=AO348),VLOOKUP(7,AN342:BC386,13,FALSE),IF(AND(AR2=1,AD35=AO349),VLOOKUP(8,AN342:BC386,13,FALSE),IF(AND(AR2=1,AD35=AO350),VLOOKUP(9,AN342:BC386,13,FALSE),IF(AND(AR2=1,AD35=AO351),VLOOKUP(10,AN342:BC386,13,FALSE),IF(AND(AR2=1,AD35=AO352),VLOOKUP(11,AN342:BC386,13,FALSE),IF(AND(AR2=1,AD35=AO353),VLOOKUP(12,AN342:BC386,13,FALSE),IF(AND(AR2=1,AD35=AO354),VLOOKUP(13,AN342:BC386,13,FALSE),IF(AND(AR2=1,AD35=AO355),VLOOKUP(14,AN342:BC386,13,FALSE),IF(AND(AR2=1,AD35=AO356),VLOOKUP(15,AN342:BC386,13,FALSE),IF(AND(AR2=1,AD35=AO357),VLOOKUP(16,AN342:BC386,13,FALSE),IF(AND(AR2=1,AD35=AO358),VLOOKUP(17,AN342:BC386,13,FALSE),IF(AND(AR2=1,AD35=AO359),VLOOKUP(18,AN342:BC386,13,FALSE),IF(AND(AR2=1,AD35=AO360),VLOOKUP(19,AN342:BC386,13,FALSE),IF(AND(AR2=1,AD35=AO361),VLOOKUP(20,AN342:BC386,13,FALSE),IF(AND(AR2=1,AD35=AO362),VLOOKUP(21,AN342:BC386,13,FALSE),IF(AND(AR2=1,AD35=AO363),VLOOKUP(22,AN342:BC386,13,FALSE),IF(AND(AR2=1,AD35=AO364),VLOOKUP(23,AN342:BC386,13,FALSE),IF(AND(AR2=1,AD35=AO365),VLOOKUP(24,AN342:BC386,13,FALSE),IF(AND(AR2=1,AD35=AO366),VLOOKUP(25,AN342:BC386,13,FALSE),IF(AND(AR2=1,AD35=AO367),VLOOKUP(26,AN342:BC386,13,FALSE),IF(AND(AR2=1,AD35=AO368),VLOOKUP(27,AN342:BC386,13,FALSE),IF(AND(AR2=1,AD35=AO369),VLOOKUP(28,AN342:BC386,13,FALSE),IF(AND(AR2=1,AD35=AO370),VLOOKUP(29,AN342:BC386,13,FALSE),IF(AND(AR2=1,AD35=AO371),VLOOKUP(30,AN342:BC386,13,FALSE),IF(AND(AR2=1,AD35=AO372),VLOOKUP(31,AN342:BC386,13,FALSE),IF(AND(AR2=1,AD35=AO373),VLOOKUP(32,AN342:BC386,13,FALSE),IF(AND(AR2=1,AD35=AO374),VLOOKUP(33,AN342:BC386,13,FALSE),IF(AND(AR2=1,AD35=AO375),VLOOKUP(34,AN342:BC386,13,FALSE),IF(AND(AR2=1,AD35=AO376),VLOOKUP(35,AN342:BC386,13,FALSE),IF(AND(AR2=1,AD35=AO377),VLOOKUP(36,AN342:BC386,13,FALSE),IF(AND(AR2=1,AD35=AO378),VLOOKUP(37,AN342:BC386,13,FALSE),IF(AND(AR2=1,AD35=AO379),VLOOKUP(38,AN342:BC386,13,FALSE),IF(AND(AR2=1,AD35=AO380),VLOOKUP(39,AN342:BC386,13,FALSE),IF(AND(AR2=1,AD35=AO381),VLOOKUP(40,AN342:BC386,13,FALSE),IF(AND(AR2=1,AD35=AO382),VLOOKUP(41,AN342:BC386,13,FALSE),IF(AND(AR2=1,AD35=AO383),VLOOKUP(42,AN342:BC386,13,FALSE),IF(AND(AR2=1,AD35=AO384),VLOOKUP(43,AN342:BC386,13,FALSE),IF(AND(AR2=1,AD35=AO385),VLOOKUP(44,AN342:BC386,13,FALSE),IF(AND(AR2=1,AD35=AO386),VLOOKUP(45,AN342:BC386,13,FALSE))))))))))))))))))))))))))))))))))))))))))))))","v":29},"cm3","Zx",{"$f":"IF(AND(AR2=2,AD35=AO443),VLOOKUP(1,AN443:AW474,9,FALSE),IF(AND(AR2=2,AD35=AO444),VLOOKUP(2,AN443:AW474,9,FALSE),IF(AND(AR2=2,AD35=AO445),VLOOKUP(3,AN443:AW474,9,FALSE),IF(AND(AR2=2,AD35=AO446),VLOOKUP(4,AN443:AW474,9,FALSE),IF(AND(AR2=2,AD35=AO447),VLOOKUP(5,AN443:AW474,9,FALSE),IF(AND(AR2=2,AD35=AO448),VLOOKUP(6,AN443:AW474,9,FALSE),IF(AND(AR2=2,AD35=AO449),VLOOKUP(7,AN443:AW474,9,FALSE),IF(AND(AR2=2,AD35=AO450),VLOOKUP(8,AN443:AW474,9,FALSE),IF(AND(AR2=2,AD35=AO451),VLOOKUP(9,AN443:AW474,9,FALSE),IF(AND(AR2=2,AD35=AO452),VLOOKUP(10,AN443:AW474,9,FALSE),IF(AND(AR2=2,AD35=AO453),VLOOKUP(11,AN443:AW474,9,FALSE),IF(AND(AR2=2,AD35=AO454),VLOOKUP(12,AN443:AW474,9,FALSE),IF(AND(AR2=2,AD35=AO455),VLOOKUP(13,AN443:AW474,9,FALSE),IF(AND(AR2=2,AD35=AO456),VLOOKUP(14,AN443:AW474,9,FALSE),IF(AND(AR2=2,AD35=AO457),VLOOKUP(15,AN443:AW474,9,FALSE),IF(AND(AR2=2,AD35=AO458),VLOOKUP(16,AN443:AW474,9,FALSE),IF(AND(AR2=2,AD35=AO459),VLOOKUP(17,AN443:AW474,9,FALSE),IF(AND(AR2=2,AD35=AO460),VLOOKUP(18,AN443:AW474,9,FALSE),IF(AND(AR2=2,AD35=AO461),VLOOKUP(19,AN443:AW474,9,FALSE),IF(AND(AR2=2,AD35=AO462),VLOOKUP(20,AN443:AW474,9,FALSE),IF(AND(AR2=2,AD35=AO463),VLOOKUP(21,AN443:AW474,9,FALSE),IF(AND(AR2=2,AD35=AO464),VLOOKUP(22,AN443:AW474,9,FALSE),IF(AND(AR2=2,AD35=AO465),VLOOKUP(23,AN443:AW474,9,FALSE),IF(AND(AR2=2,AD35=AO466),VLOOKUP(24,AN443:AW474,9,FALSE),IF(AND(AR2=2,AD35=AO467),VLOOKUP(25,AN443:AW474,9,FALSE),IF(AND(AR2=2,AD35=AO468),VLOOKUP(26,AN443:AW474,9,FALSE),IF(AND(AR2=2,AD35=AO469),VLOOKUP(27,AN443:AW474,9,FALSE),IF(AND(AR2=2,AD35=AO470),VLOOKUP(28,AN443:AW474,9,FALSE),IF(AND(AR2=2,AD35=AO471),VLOOKUP(29,AN443:AW474,9,FALSE),IF(AND(AR2=2,AD35=AO472),VLOOKUP(30,AN443:AW474,9,FALSE),IF(AND(AR2=2,AD35=AO473),VLOOKUP(31,AN443:AW474,9,FALSE),IF(AND(AR2=2,AD35=AO474),VLOOKUP(32,AN443:AW474,9,FALSE)))))))))))))))))))))))))))))))))","v":false},"cm3","Zx",{"$f":"IF(AND(AR2=3,AD35=AO402),VLOOKUP(1,AN402:AZ427,10,FALSE),IF(AND(AR2=3,AD35=AO403),VLOOKUP(2,AN402:AZ427,10,FALSE),IF(AND(AR2=3,AD35=AO404),VLOOKUP(3,AN402:AZ427,10,FALSE),IF(AND(AR2=3,AD35=AO405),VLOOKUP(4,AN402:AZ427,10,FALSE),IF(AND(AR2=3,AD35=AO406),VLOOKUP(5,AN402:AZ427,10,FALSE),IF(AND(AR2=3,AD35=AO407),VLOOKUP(6,AN402:AZ427,10,FALSE),IF(AND(AR2=3,AD35=AO408),VLOOKUP(7,AN402:AZ427,10,FALSE),IF(AND(AR2=3,AD35=AO409),VLOOKUP(8,AN402:AZ427,10,FALSE),IF(AND(AR2=3,AD35=AO410),VLOOKUP(9,AN402:AZ427,10,FALSE),IF(AND(AR2=3,AD35=AO411),VLOOKUP(10,AN402:AZ427,10,FALSE),IF(AND(AR2=3,AD35=AO412),VLOOKUP(11,AN402:AZ427,10,FALSE),IF(AND(AR2=3,AD35=AO413),VLOOKUP(12,AN402:AZ427,10,FALSE),IF(AND(AR2=3,AD35=AO414),VLOOKUP(13,AN402:AZ427,10,FALSE),IF(AND(AR2=3,AD35=AO415),VLOOKUP(14,AN402:AZ427,10,FALSE),IF(AND(AR2=3,AD35=AO416),VLOOKUP(15,AN402:AZ427,10,FALSE),IF(AND(AR2=3,AD35=AO417),VLOOKUP(16,AN402:AZ427,10,FALSE),IF(AND(AR2=3,AD35=AO418),VLOOKUP(17,AN402:AZ427,10,FALSE),IF(AND(AR2=3,AD35=AO419),VLOOKUP(18,AN402:AZ427,10,FALSE),IF(AND(AR2=3,AD35=AO420),VLOOKUP(19,AN402:AZ427,10,FALSE),IF(AND(AR2=3,AD35=AO421),VLOOKUP(20,AN402:AZ427,10,FALSE),IF(AND(AR2=3,AD35=AO422),VLOOKUP(21,AN402:AZ427,10,FALSE),IF(AND(AR2=3,AD35=AO423),VLOOKUP(22,AN402:AZ427,10,FALSE),IF(AND(AR2=3,AD35=AO424),VLOOKUP(23,AN402:AZ427,10,FALSE),IF(AND(AR2=3,AD35=AO425),VLOOKUP(24,AN402:AZ427,10,FALSE),IF(AND(AR2=3,AD35=AO426),VLOOKUP(25,AN402:AZ427,10,FALSE),IF(AND(AR2=3,AD35=AO427),VLOOKUP(26,AN402:AZ427,10,FALSE)))))))))))))))))))))))))))","v":false},"cm3","Zx",{"$f":"IF(AND(AR2=4,AD35=AO157),VLOOKUP(1,AN157:BG202,19,FALSE),IF(AND(AR2=4,AD35=AO158),VLOOKUP(2,AN157:BG202,19,FALSE),IF(AND(AR2=4,AD35=AO159),VLOOKUP(3,AN157:BG202,19,FALSE),IF(AND(AR2=4,AD35=AO160),VLOOKUP(4,AN157:BG202,19,FALSE),IF(AND(AR2=4,AD35=AO161),VLOOKUP(5,AN157:BG202,19,FALSE),IF(AND(AR2=4,AD35=AO162),VLOOKUP(6,AN157:BG202,19,FALSE),IF(AND(AR2=4,AD35=AO163),VLOOKUP(7,AN157:BG202,19,FALSE),IF(AND(AR2=4,AD35=AO164),VLOOKUP(8,AN157:BG202,19,FALSE),IF(AND(AR2=4,AD35=AO165),VLOOKUP(9,AN157:BG202,19,FALSE),IF(AND(AR2=4,AD35=AO166),VLOOKUP(10,AN157:BG202,19,FALSE),IF(AND(AR2=4,AD35=AO167),VLOOKUP(11,AN157:BG202,19,FALSE),IF(AND(AR2=4,AD35=AO168),VLOOKUP(12,AN157:BG202,19,FALSE),IF(AND(AR2=4,AD35=AO169),VLOOKUP(13,AN157:BG202,19,FALSE),IF(AND(AR2=4,AD35=AO170),VLOOKUP(14,AN157:BG202,19,FALSE),IF(AND(AR2=4,AD35=AO171),VLOOKUP(15,AN157:BG202,19,FALSE),IF(AND(AR2=4,AD35=AO172),VLOOKUP(16,AN157:BG202,19,FALSE),IF(AND(AR2=4,AD35=AO173),VLOOKUP(17,AN157:BG202,19,FALSE),IF(AND(AR2=4,AD35=AO174),VLOOKUP(18,AN157:BG202,19,FALSE),IF(AND(AR2=4,AD35=AO175),VLOOKUP(19,AN157:BG202,19,FALSE),IF(AND(AR2=4,AD35=AO176),VLOOKUP(20,AN157:BG202,19,FALSE),IF(AND(AR2=4,AD35=AO177),VLOOKUP(21,AN157:BG202,19,FALSE),IF(AND(AR2=4,AD35=AO178),VLOOKUP(22,AN157:BG202,19,FALSE),IF(AND(AR2=4,AD35=AO179),VLOOKUP(23,AN157:BG202,19,FALSE),IF(AND(AR2=4,AD35=AO180),VLOOKUP(24,AN157:BG202,19,FALSE),IF(AND(AR2=4,AD35=AO181),VLOOKUP(25,AN157:BG202,19,FALSE),IF(AND(AR2=4,AD35=AO182),VLOOKUP(26,AN157:BG202,19,FALSE),IF(AND(AR2=4,AD35=AO183),VLOOKUP(27,AN157:BG202,19,FALSE),IF(AND(AR2=4,AD35=AO184),VLOOKUP(28,AN157:BG202,19,FALSE),IF(AND(AR2=4,AD35=AO185),VLOOKUP(29,AN157:BG202,19,FALSE),IF(AND(AR2=4,AD35=AO186),VLOOKUP(30,AN157:BG202,19,FALSE),IF(AND(AR2=4,AD35=AO187),VLOOKUP(31,AN157:BG202,19,FALSE),IF(AND(AR2=4,AD35=AO188),VLOOKUP(32,AN157:BG202,19,FALSE),IF(AND(AR2=4,AD35=AO189),VLOOKUP(33,AN157:BG202,19,FALSE),IF(AND(AR2=4,AD35=AO190),VLOOKUP(34,AN157:BG202,19,FALSE),IF(AND(AR2=4,AD35=AO191),VLOOKUP(35,AN157:BG202,19,FALSE),IF(AND(AR2=4,AD35=AO192),VLOOKUP(36,AN157:BG202,19,FALSE),IF(AND(AR2=4,AD35=AO193),VLOOKUP(37,AN157:BG202,19,FALSE),IF(AND(AR2=4,AD35=AO194),VLOOKUP(38,AN157:BG202,19,FALSE),IF(AND(AR2=4,AD35=AO195),VLOOKUP(39,AN157:BG202,19,FALSE),IF(AND(AR2=4,AD35=AO196),VLOOKUP(40,AN157:BG202,19,FALSE),IF(AND(AR2=4,AD35=AO197),VLOOKUP(41,AN157:BG202,19,FALSE),IF(AND(AR2=4,AD35=AO198),VLOOKUP(42,AN157:BG202,19,FALSE),IF(AND(AR2=4,AD35=AO199),VLOOKUP(43,AN157:BG202,19,FALSE),IF(AND(AR2=4,AD35=AO200),VLOOKUP(44,AN157:BG202,19,FALSE),IF(AND(AR2=4,AD35=AO201),VLOOKUP(45,AN157:BG202,19,FALSE),IF(AND(AR2=4,AD35=AO202),VLOOKUP(46,AN157:BG202,19,FALSE)))))))))))))))))))))))))))))))))))))))))))))))","v":false},"cm3","Zx",{"$f":"IF(AND(AR2=5,AD35=AO126),VLOOKUP(1,AN126:BD141,16,FALSE),IF(AND(AR2=5,AD35=AO127),VLOOKUP(2,AN126:BD141,16,FALSE),IF(AND(AR2=5,AD35=AO128),VLOOKUP(3,AN126:BD141,16,FALSE),IF(AND(AR2=5,AD35=AO129),VLOOKUP(4,AN126:BD141,16,FALSE),IF(AND(AR2=5,AD35=AO130),VLOOKUP(5,AN126:BD141,16,FALSE),IF(AND(AR2=5,AD35=AO131),VLOOKUP(6,AN126:BD141,16,FALSE),IF(AND(AR2=5,AD35=AO132),VLOOKUP(7,AN126:BD141,16,FALSE),IF(AND(AR2=5,AD35=AO133),VLOOKUP(8,AN126:BD141,16,FALSE),IF(AND(AR2=5,AD35=AO134),VLOOKUP(9,AN126:BD141,16,FALSE),IF(AND(AR2=5,AD35=AO135),VLOOKUP(10,AN126:BD141,16,FALSE),IF(AND(AR2=5,AD35=AO136),VLOOKUP(11,AN126:BD141,16,FALSE),IF(AND(AR2=5,AD35=AO137),VLOOKUP(12,AN126:BD141,16,FALSE),IF(AND(AR2=5,AD35=AO138),VLOOKUP(13,AN126:BD141,16,FALSE),IF(AND(AR2=5,AD35=AO139),VLOOKUP(14,AN126:BD141,16,FALSE),IF(AND(AR2=5,AD35=AO140),VLOOKUP(15,AN126:BD141,16,FALSE),IF(AND(AR2=5,AD35=AO141),VLOOKUP(16,AN126:BD141,16,FALSE)))))))))))))))))","v":false},"cm3","Zx",{"$f":"IF(AND(AR2=6,AD35=AO218),VLOOKUP(1,AN218:BQ290,26,FALSE),IF(AND(AR2=6,AD35=AO219),VLOOKUP(2,AN218:BQ290,26,FALSE),IF(AND(AR2=6,AD35=AO220),VLOOKUP(3,AN218:BQ290,26,FALSE),IF(AND(AR2=6,AD35=AO221),VLOOKUP(4,AN218:BQ290,26,FALSE),IF(AND(AR2=6,AD35=AO222),VLOOKUP(5,AN218:BQ290,26,FALSE),IF(AND(AR2=6,AD35=AO223),VLOOKUP(6,AN218:BQ290,26,FALSE),IF(AND(AR2=6,AD35=AO224),VLOOKUP(7,AN218:BQ290,26,FALSE),IF(AND(AR2=6,AD35=AO225),VLOOKUP(8,AN218:BQ290,26,FALSE),IF(AND(AR2=6,AD35=AO226),VLOOKUP(9,AN218:BQ290,26,FALSE),IF(AND(AR2=6,AD35=AO227),VLOOKUP(10,AN218:BQ290,26,FALSE),IF(AND(AR2=6,AD35=AO228),VLOOKUP(11,AN218:BQ290,26,FALSE),IF(AND(AR2=6,AD35=AO229),VLOOKUP(12,AN218:BQ290,26,FALSE),IF(AND(AR2=6,AD35=AO230),VLOOKUP(13,AN218:BQ290,26,FALSE),IF(AND(AR2=6,AD35=AO231),VLOOKUP(14,AN218:BQ290,26,FALSE),IF(AND(AR2=6,AD35=AO232),VLOOKUP(15,AN218:BQ290,26,FALSE),IF(AND(AR2=6,AD35=AO233),VLOOKUP(16,AN218:BQ290,26,FALSE),IF(AND(AR2=6,AD35=AO234),VLOOKUP(17,AN218:BQ290,26,FALSE),IF(AND(AR2=6,AD35=AO235),VLOOKUP(18,AN218:BQ290,26,FALSE),IF(AND(AR2=6,AD35=AO236),VLOOKUP(19,AN218:BQ290,26,FALSE),IF(AND(AR2=6,AD35=AO237),VLOOKUP(20,AN218:BQ290,26,FALSE),IF(AND(AR2=6,AD35=AO238),VLOOKUP(21,AN218:BQ290,26,FALSE),IF(AND(AR2=6,AD35=AO239),VLOOKUP(22,AN218:BQ290,26,FALSE),IF(AND(AR2=6,AD35=AO240),VLOOKUP(23,AN218:BQ290,26,FALSE),IF(AND(AR2=6,AD35=AO241),VLOOKUP(24,AN218:BQ290,26,FALSE),IF(AND(AR2=6,AD35=AO242),VLOOKUP(25,AN218:BQ290,26,FALSE),IF(AND(AR2=6,AD35=AO243),VLOOKUP(26,AN218:BQ290,26,FALSE),IF(AND(AR2=6,AD35=AO244),VLOOKUP(27,AN218:BQ290,26,FALSE),IF(AND(AR2=6,AD35=AO245),VLOOKUP(28,AN218:BQ290,26,FALSE),IF(AND(AR2=6,AD35=AO246),VLOOKUP(29,AN218:BQ290,26,FALSE),IF(AND(AR2=6,AD35=AO247),VLOOKUP(30,AN218:BQ290,26,FALSE),IF(AND(AR2=6,AD35=AO248),VLOOKUP(31,AN218:BQ290,26,FALSE),IF(AND(AR2=6,AD35=AO249),VLOOKUP(32,AN218:BQ290,26,FALSE),IF(AND(AR2=6,AD35=AO250),VLOOKUP(33,AN218:BQ290,26,FALSE),IF(AND(AR2=6,AD35=AO251),VLOOKUP(34,AN218:BQ290,26,FALSE),IF(AND(AR2=6,AD35=AO252),VLOOKUP(35,AN218:BQ290,26,FALSE),IF(AND(AR2=6,AD35=AO253),VLOOKUP(36,AN218:BQ290,26,FALSE),IF(AND(AR2=6,AD35=AO254),VLOOKUP(37,AN218:BQ290,26,FALSE),IF(AND(AR2=6,AD35=AO255),VLOOKUP(38,AN218:BQ290,26,FALSE),IF(AND(AR2=6,AD35=AO256),VLOOKUP(39,AN218:BQ290,26,FALSE),IF(AND(AR2=6,AD35=AO257),VLOOKUP(40,AN218:BQ290,26,FALSE),IF(AND(AR2=6,AD35=AO258),VLOOKUP(41,AN218:BQ290,26,FALSE),IF(AND(AR2=6,AD35=AO259),VLOOKUP(42,AN218:BQ290,26,FALSE),IF(AND(AR2=6,AD35=AO260),VLOOKUP(43,AN218:BQ290,26,FALSE),IF(AND(AR2=6,AD35=AO261),VLOOKUP(44,AN218:BQ290,26,FALSE),IF(AND(AR2=6,AD35=AO262),VLOOKUP(45,AN218:BQ290,26,FALSE),IF(AND(AR2=6,AD35=AO263),VLOOKUP(46,AN218:BQ290,26,FALSE),IF(AND(AR2=6,AD35=AO264),VLOOKUP(47,AN218:BQ290,26,FALSE),IF(AND(AR2=6,AD35=AO265),VLOOKUP(48,AN218:BQ290,26,FALSE),IF(AND(AR2=6,AD35=AO266),VLOOKUP(49,AN218:BQ290,26,FALSE),IF(AND(AR2=6,AD35=AO267),VLOOKUP(50,AN218:BQ290,26,FALSE),IF(AND(AR2=6,AD35=AO268),VLOOKUP(51,AN218:BQ290,26,FALSE),IF(AND(AR2=6,AD35=AO269),VLOOKUP(52,AN218:BQ290,26,FALSE),IF(AND(AR2=6,AD35=AO270),VLOOKUP(53,AN218:BQ290,26,FALSE),IF(AND(AR2=6,AD35=AO271),VLOOKUP(54,AN218:BQ290,26,FALSE),IF(AND(AR2=6,AD35=AO272),VLOOKUP(55,AN218:BQ290,26,FALSE),IF(AND(AR2=6,AD35=AO273),VLOOKUP(56,AN218:BQ290,26,FALSE),IF(AND(AR2=6,AD35=AO274),VLOOKUP(57,AN218:BQ290,26,FALSE),IF(AND(AR2=6,AD35=AO275),VLOOKUP(58,AN218:BQ290,26,FALSE),IF(AND(AR2=6,AD35=AO276),VLOOKUP(59,AN218:BQ290,26,FALSE),IF(AND(AR2=6,AD35=AO277),VLOOKUP(60,AN218:BQ290,26,FALSE),IF(AND(AR2=6,AD35=AO278),VLOOKUP(61,AN218:BQ290,26,FALSE),IF(AND(AR2=6,AD35=AO279),VLOOKUP(62,AN218:BQ290,26,FALSE),IF(AND(AR2=6,AD35=AO280),VLOOKUP(63,AN218:BQ290,26,FALSE),IF(AND(AR2=6,AD35=AO281),VLOOKUP(64,AN218:BQ290,26,FALSE)))))))))))))))))))))))))))))))))))))))))))))))))))))))))))))))))","v":false},"cm3","Zx",{"$f":"IF(AND(AR2=7,AD35=AO308),VLOOKUP(1,AN308:BB327,14,FALSE),IF(AND(AR2=7,AD35=AO309),VLOOKUP(2,AN308:BB327,14,FALSE),IF(AND(AR2=7,AD35=AO310),VLOOKUP(3,AN308:BB327,14,FALSE),IF(AND(AR2=7,AD35=AO311),VLOOKUP(4,AN308:BB327,14,FALSE),IF(AND(AR2=7,AD35=AO312),VLOOKUP(5,AN308:BB327,14,FALSE),IF(AND(AR2=7,AD35=AO313),VLOOKUP(6,AN308:BB327,14,FALSE),IF(AND(AR2=7,AD35=AO314),VLOOKUP(7,AN308:BB327,14,FALSE),IF(AND(AR2=7,AD35=AO315),VLOOKUP(8,AN308:BB327,14,FALSE),IF(AND(AR2=7,AD35=AO316),VLOOKUP(9,AN308:BB327,14,FALSE),IF(AND(AR2=7,AD35=AO317),VLOOKUP(10,AN308:BB327,14,FALSE),IF(AND(AR2=7,AD35=AO318),VLOOKUP(11,AN308:BB327,14,FALSE),IF(AND(AR2=7,AD35=AO319),VLOOKUP(12,AN308:BB327,14,FALSE),IF(AND(AR2=7,AD35=AO320),VLOOKUP(13,AN308:BB327,14,FALSE),IF(AND(AR2=7,AD35=AO321),VLOOKUP(14,AN308:BB327,14,FALSE),IF(AND(AR2=7,AD35=AO322),VLOOKUP(15,AN308:BB327,14,FALSE),IF(AND(AR2=7,AD35=AO323),VLOOKUP(16,AN308:BB327,14,FALSE),IF(AND(AR2=7,AD35=AO324),VLOOKUP(17,AN308:BB327,14,FALSE),IF(AND(AR2=7,AD35=AO325),VLOOKUP(18,AN308:BB327,14,FALSE),IF(AND(AR2=7,AD35=AO326),VLOOKUP(19,AN308:BB327,14,FALSE),IF(AND(AR2=7,AD35=AO327),VLOOKUP(20,AN308:BB327,14,FALSE)))))))))))))))))))))","v":false},"cm3","Zx",{"$f":"IF(AND(AR2=8,AD35=AO1062),VLOOKUP(1,AN1062:BG1074,19,FALSE),IF(AND(AR2=8,AD35=AO1063),VLOOKUP(2,AN1062:BG1074,19,FALSE),IF(AND(AR2=8,AD35=AO1064),VLOOKUP(3,AN1062:BG1074,19,FALSE),IF(AND(AR2=8,AD35=AO1065),VLOOKUP(4,AN1062:BG1074,19,FALSE),IF(AND(AR2=8,AD35=AO1066),VLOOKUP(5,AN1062:BG1074,19,FALSE),IF(AND(AR2=8,AD35=AO1067),VLOOKUP(6,AN1062:BG1074,19,FALSE),IF(AND(AR2=8,AD35=AO1068),VLOOKUP(7,AN1062:BG1074,19,FALSE),IF(AND(AR2=8,AD35=AO1069),VLOOKUP(8,AN1062:BG1074,19,FALSE),IF(AND(AR2=8,AD35=AO1070),VLOOKUP(9,AN1062:BG1074,19,FALSE),IF(AND(AR2=8,AD35=AO1071),VLOOKUP(10,AN1062:BG1074,19,FALSE),IF(AND(AR2=8,AD35=AO1072),VLOOKUP(11,AN1062:BG1074,19,FALSE),IF(AND(AR2=8,AD35=AO1073),VLOOKUP(12,AN1062:BG1074,19,FALSE),IF(AND(AR2=8,AD35=AO1074),VLOOKUP(13,AN1062:BG1074,19,FALSE))))))))))))))","v":false},"cm3"]
[null,null,null,null,null,null,null,null,null,null,null,null,null,null,null,null,null,null,null,null,null,null,null,null,null,null,null,null,null,null,null,null,null,null,null,null,null,null,null,null,null,null,null,"Zy",{"$f":"IF(AND(AR2=1,AD35=AO342),VLOOKUP(1,AN342:BC386,14,FALSE),IF(AND(AR2=1,AD35=AO343),VLOOKUP(2,AN342:BC386,14,FALSE),IF(AND(AR2=1,AD35=AO344),VLOOKUP(3,AN342:BC386,14,FALSE),IF(AND(AR2=1,AD35=AO345),VLOOKUP(4,AN342:BC386,14,FALSE),IF(AND(AR2=1,AD35=AO346),VLOOKUP(5,AN342:BC386,14,FALSE),IF(AND(AR2=1,AD35=AO347),VLOOKUP(6,AN342:BC386,14,FALSE),IF(AND(AR2=1,AD35=AO348),VLOOKUP(7,AN342:BC386,14,FALSE),IF(AND(AR2=1,AD35=AO349),VLOOKUP(8,AN342:BC386,14,FALSE),IF(AND(AR2=1,AD35=AO350),VLOOKUP(9,AN342:BC386,14,FALSE),IF(AND(AR2=1,AD35=AO351),VLOOKUP(10,AN342:BC386,14,FALSE),IF(AND(AR2=1,AD35=AO352),VLOOKUP(11,AN342:BC386,14,FALSE),IF(AND(AR2=1,AD35=AO353),VLOOKUP(12,AN342:BC386,14,FALSE),IF(AND(AR2=1,AD35=AO354),VLOOKUP(13,AN342:BC386,14,FALSE),IF(AND(AR2=1,AD35=AO355),VLOOKUP(14,AN342:BC386,14,FALSE),IF(AND(AR2=1,AD35=AO356),VLOOKUP(15,AN342:BC386,14,FALSE),IF(AND(AR2=1,AD35=AO357),VLOOKUP(16,AN342:BC386,14,FALSE),IF(AND(AR2=1,AD35=AO358),VLOOKUP(17,AN342:BC386,14,FALSE),IF(AND(AR2=1,AD35=AO359),VLOOKUP(18,AN342:BC386,14,FALSE),IF(AND(AR2=1,AD35=AO360),VLOOKUP(19,AN342:BC386,14,FALSE),IF(AND(AR2=1,AD35=AO361),VLOOKUP(20,AN342:BC386,14,FALSE),IF(AND(AR2=1,AD35=AO362),VLOOKUP(21,AN342:BC386,14,FALSE),IF(AND(AR2=1,AD35=AO363),VLOOKUP(22,AN342:BC386,14,FALSE),IF(AND(AR2=1,AD35=AO364),VLOOKUP(23,AN342:BC386,14,FALSE),IF(AND(AR2=1,AD35=AO365),VLOOKUP(24,AN342:BC386,14,FALSE),IF(AND(AR2=1,AD35=AO366),VLOOKUP(25,AN342:BC386,14,FALSE),IF(AND(AR2=1,AD35=AO367),VLOOKUP(26,AN342:BC386,14,FALSE),IF(AND(AR2=1,AD35=AO368),VLOOKUP(27,AN342:BC386,14,FALSE),IF(AND(AR2=1,AD35=AO369),VLOOKUP(28,AN342:BC386,14,FALSE),IF(AND(AR2=1,AD35=AO370),VLOOKUP(29,AN342:BC386,14,FALSE),IF(AND(AR2=1,AD35=AO371),VLOOKUP(30,AN342:BC386,14,FALSE),IF(AND(AR2=1,AD35=AO372),VLOOKUP(31,AN342:BC386,14,FALSE),IF(AND(AR2=1,AD35=AO373),VLOOKUP(32,AN342:BC386,14,FALSE),IF(AND(AR2=1,AD35=AO374),VLOOKUP(33,AN342:BC386,14,FALSE),IF(AND(AR2=1,AD35=AO375),VLOOKUP(34,AN342:BC386,14,FALSE),IF(AND(AR2=1,AD35=AO376),VLOOKUP(35,AN342:BC386,14,FALSE),IF(AND(AR2=1,AD35=AO377),VLOOKUP(36,AN342:BC386,14,FALSE),IF(AND(AR2=1,AD35=AO378),VLOOKUP(37,AN342:BC386,14,FALSE),IF(AND(AR2=1,AD35=AO379),VLOOKUP(38,AN342:BC386,14,FALSE),IF(AND(AR2=1,AD35=AO380),VLOOKUP(39,AN342:BC386,14,FALSE),IF(AND(AR2=1,AD35=AO381),VLOOKUP(40,AN342:BC386,14,FALSE),IF(AND(AR2=1,AD35=AO382),VLOOKUP(41,AN342:BC386,14,FALSE),IF(AND(AR2=1,AD35=AO383),VLOOKUP(42,AN342:BC386,14,FALSE),IF(AND(AR2=1,AD35=AO384),VLOOKUP(43,AN342:BC386,14,FALSE),IF(AND(AR2=1,AD35=AO385),VLOOKUP(44,AN342:BC386,14,FALSE),IF(AND(AR2=1,AD35=AO386),VLOOKUP(45,AN342:BC386,14,FALSE))))))))))))))))))))))))))))))))))))))))))))))","v":8.02},"cm3","Zy",{"$f":"IF(AND(AR2=2,AD35=AO443),VLOOKUP(1,AN443:AW474,9,FALSE),IF(AND(AR2=2,AD35=AO444),VLOOKUP(2,AN443:AW474,9,FALSE),IF(AND(AR2=2,AD35=AO445),VLOOKUP(3,AN443:AW474,9,FALSE),IF(AND(AR2=2,AD35=AO446),VLOOKUP(4,AN443:AW474,9,FALSE),IF(AND(AR2=2,AD35=AO447),VLOOKUP(5,AN443:AW474,9,FALSE),IF(AND(AR2=2,AD35=AO448),VLOOKUP(6,AN443:AW474,9,FALSE),IF(AND(AR2=2,AD35=AO449),VLOOKUP(7,AN443:AW474,9,FALSE),IF(AND(AR2=2,AD35=AO450),VLOOKUP(8,AN443:AW474,9,FALSE),IF(AND(AR2=2,AD35=AO451),VLOOKUP(9,AN443:AW474,9,FALSE),IF(AND(AR2=2,AD35=AO452),VLOOKUP(10,AN443:AW474,9,FALSE),IF(AND(AR2=2,AD35=AO453),VLOOKUP(11,AN443:AW474,9,FALSE),IF(AND(AR2=2,AD35=AO454),VLOOKUP(12,AN443:AW474,9,FALSE),IF(AND(AR2=2,AD35=AO455),VLOOKUP(13,AN443:AW474,9,FALSE),IF(AND(AR2=2,AD35=AO456),VLOOKUP(14,AN443:AW474,9,FALSE),IF(AND(AR2=2,AD35=AO457),VLOOKUP(15,AN443:AW474,9,FALSE),IF(AND(AR2=2,AD35=AO458),VLOOKUP(16,AN443:AW474,9,FALSE),IF(AND(AR2=2,AD35=AO459),VLOOKUP(17,AN443:AW474,9,FALSE),IF(AND(AR2=2,AD35=AO460),VLOOKUP(18,AN443:AW474,9,FALSE),IF(AND(AR2=2,AD35=AO461),VLOOKUP(19,AN443:AW474,9,FALSE),IF(AND(AR2=2,AD35=AO462),VLOOKUP(20,AN443:AW474,9,FALSE),IF(AND(AR2=2,AD35=AO463),VLOOKUP(21,AN443:AW474,9,FALSE),IF(AND(AR2=2,AD35=AO464),VLOOKUP(22,AN443:AW474,9,FALSE),IF(AND(AR2=2,AD35=AO465),VLOOKUP(23,AN443:AW474,9,FALSE),IF(AND(AR2=2,AD35=AO466),VLOOKUP(24,AN443:AW474,9,FALSE),IF(AND(AR2=2,AD35=AO467),VLOOKUP(25,AN443:AW474,9,FALSE),IF(AND(AR2=2,AD35=AO468),VLOOKUP(26,AN443:AW474,9,FALSE),IF(AND(AR2=2,AD35=AO469),VLOOKUP(27,AN443:AW474,9,FALSE),IF(AND(AR2=2,AD35=AO470),VLOOKUP(28,AN443:AW474,9,FALSE),IF(AND(AR2=2,AD35=AO471),VLOOKUP(29,AN443:AW474,9,FALSE),IF(AND(AR2=2,AD35=AO472),VLOOKUP(30,AN443:AW474,9,FALSE),IF(AND(AR2=2,AD35=AO473),VLOOKUP(31,AN443:AW474,9,FALSE),IF(AND(AR2=2,AD35=AO474),VLOOKUP(32,AN443:AW474,9,FALSE)))))))))))))))))))))))))))))))))","v":false},"cm3","Zy",{"$f":"IF(AND(AR2=3,AD35=AO402),VLOOKUP(1,AN402:AZ427,11,FALSE),IF(AND(AR2=3,AD35=AO403),VLOOKUP(2,AN402:AZ427,11,FALSE),IF(AND(AR2=3,AD35=AO404),VLOOKUP(3,AN402:AZ427,11,FALSE),IF(AND(AR2=3,AD35=AO405),VLOOKUP(4,AN402:AZ427,11,FALSE),IF(AND(AR2=3,AD35=AO406),VLOOKUP(5,AN402:AZ427,11,FALSE),IF(AND(AR2=3,AD35=AO407),VLOOKUP(6,AN402:AZ427,11,FALSE),IF(AND(AR2=3,AD35=AO408),VLOOKUP(7,AN402:AZ427,11,FALSE),IF(AND(AR2=3,AD35=AO409),VLOOKUP(8,AN402:AZ427,11,FALSE),IF(AND(AR2=3,AD35=AO410),VLOOKUP(9,AN402:AZ427,11,FALSE),IF(AND(AR2=3,AD35=AO411),VLOOKUP(10,AN402:AZ427,11,FALSE),IF(AND(AR2=3,AD35=AO412),VLOOKUP(11,AN402:AZ427,11,FALSE),IF(AND(AR2=3,AD35=AO413),VLOOKUP(12,AN402:AZ427,11,FALSE),IF(AND(AR2=3,AD35=AO414),VLOOKUP(13,AN402:AZ427,11,FALSE),IF(AND(AR2=3,AD35=AO415),VLOOKUP(14,AN402:AZ427,11,FALSE),IF(AND(AR2=3,AD35=AO416),VLOOKUP(15,AN402:AZ427,11,FALSE),IF(AND(AR2=3,AD35=AO417),VLOOKUP(16,AN402:AZ427,11,FALSE),IF(AND(AR2=3,AD35=AO418),VLOOKUP(17,AN402:AZ427,11,FALSE),IF(AND(AR2=3,AD35=AO419),VLOOKUP(18,AN402:AZ427,11,FALSE),IF(AND(AR2=3,AD35=AO420),VLOOKUP(19,AN402:AZ427,11,FALSE),IF(AND(AR2=3,AD35=AO421),VLOOKUP(20,AN402:AZ427,11,FALSE),IF(AND(AR2=3,AD35=AO422),VLOOKUP(21,AN402:AZ427,11,FALSE),IF(AND(AR2=3,AD35=AO423),VLOOKUP(22,AN402:AZ427,11,FALSE),IF(AND(AR2=3,AD35=AO424),VLOOKUP(23,AN402:AZ427,11,FALSE),IF(AND(AR2=3,AD35=AO425),VLOOKUP(24,AN402:AZ427,11,FALSE),IF(AND(AR2=3,AD35=AO426),VLOOKUP(25,AN402:AZ427,11,FALSE),IF(AND(AR2=3,AD35=AO427),VLOOKUP(26,AN402:AZ427,11,FALSE)))))))))))))))))))))))))))","v":false},"cm3","Zy",{"$f":"BB29","v":false},"cm3","Zy",{"$f":"IF(AND(AR2=5,AD35=AO126),VLOOKUP(1,AN126:BD141,17,FALSE),IF(AND(AR2=5,AD35=AO127),VLOOKUP(2,AN126:BD141,17,FALSE),IF(AND(AR2=5,AD35=AO128),VLOOKUP(3,AN126:BD141,17,FALSE),IF(AND(AR2=5,AD35=AO129),VLOOKUP(4,AN126:BD141,17,FALSE),IF(AND(AR2=5,AD35=AO130),VLOOKUP(5,AN126:BD141,17,FALSE),IF(AND(AR2=5,AD35=AO131),VLOOKUP(6,AN126:BD141,17,FALSE),IF(AND(AR2=5,AD35=AO132),VLOOKUP(7,AN126:BD141,17,FALSE),IF(AND(AR2=5,AD35=AO133),VLOOKUP(8,AN126:BD141,17,FALSE),IF(AND(AR2=5,AD35=AO134),VLOOKUP(9,AN126:BD141,17,FALSE),IF(AND(AR2=5,AD35=AO135),VLOOKUP(10,AN126:BD141,17,FALSE),IF(AND(AR2=5,AD35=AO136),VLOOKUP(11,AN126:BD141,17,FALSE),IF(AND(AR2=5,AD35=AO137),VLOOKUP(12,AN126:BD141,17,FALSE),IF(AND(AR2=5,AD35=AO138),VLOOKUP(13,AN126:BD141,17,FALSE),IF(AND(AR2=5,AD35=AO139),VLOOKUP(14,AN126:BD141,17,FALSE),IF(AND(AR2=5,AD35=AO140),VLOOKUP(15,AN126:BD141,17,FALSE),IF(AND(AR2=5,AD35=AO141),VLOOKUP(16,AN126:BD141,17,FALSE)))))))))))))))))","v":false},"cm3","Zy",{"$f":"IF(AND(AR2=6,AD35=AO218),VLOOKUP(1,AN218:BQ290,28,FALSE),IF(AND(AR2=6,AD35=AO219),VLOOKUP(2,AN218:BQ290,28,FALSE),IF(AND(AR2=6,AD35=AO220),VLOOKUP(3,AN218:BQ290,28,FALSE),IF(AND(AR2=6,AD35=AO221),VLOOKUP(4,AN218:BQ290,28,FALSE),IF(AND(AR2=6,AD35=AO222),VLOOKUP(5,AN218:BQ290,28,FALSE),IF(AND(AR2=6,AD35=AO223),VLOOKUP(6,AN218:BQ290,28,FALSE),IF(AND(AR2=6,AD35=AO224),VLOOKUP(7,AN218:BQ290,28,FALSE),IF(AND(AR2=6,AD35=AO225),VLOOKUP(8,AN218:BQ290,28,FALSE),IF(AND(AR2=6,AD35=AO226),VLOOKUP(9,AN218:BQ290,28,FALSE),IF(AND(AR2=6,AD35=AO227),VLOOKUP(10,AN218:BQ290,28,FALSE),IF(AND(AR2=6,AD35=AO228),VLOOKUP(11,AN218:BQ290,28,FALSE),IF(AND(AR2=6,AD35=AO229),VLOOKUP(12,AN218:BQ290,28,FALSE),IF(AND(AR2=6,AD35=AO230),VLOOKUP(13,AN218:BQ290,28,FALSE),IF(AND(AR2=6,AD35=AO231),VLOOKUP(14,AN218:BQ290,28,FALSE),IF(AND(AR2=6,AD35=AO232),VLOOKUP(15,AN218:BQ290,28,FALSE),IF(AND(AR2=6,AD35=AO233),VLOOKUP(16,AN218:BQ290,28,FALSE),IF(AND(AR2=6,AD35=AO234),VLOOKUP(17,AN218:BQ290,28,FALSE),IF(AND(AR2=6,AD35=AO235),VLOOKUP(18,AN218:BQ290,28,FALSE),IF(AND(AR2=6,AD35=AO236),VLOOKUP(19,AN218:BQ290,28,FALSE),IF(AND(AR2=6,AD35=AO237),VLOOKUP(20,AN218:BQ290,28,FALSE),IF(AND(AR2=6,AD35=AO238),VLOOKUP(21,AN218:BQ290,28,FALSE),IF(AND(AR2=6,AD35=AO239),VLOOKUP(22,AN218:BQ290,28,FALSE),IF(AND(AR2=6,AD35=AO240),VLOOKUP(23,AN218:BQ290,28,FALSE),IF(AND(AR2=6,AD35=AO241),VLOOKUP(24,AN218:BQ290,28,FALSE),IF(AND(AR2=6,AD35=AO242),VLOOKUP(25,AN218:BQ290,28,FALSE),IF(AND(AR2=6,AD35=AO243),VLOOKUP(26,AN218:BQ290,28,FALSE),IF(AND(AR2=6,AD35=AO244),VLOOKUP(27,AN218:BQ290,28,FALSE),IF(AND(AR2=6,AD35=AO245),VLOOKUP(28,AN218:BQ290,28,FALSE),IF(AND(AR2=6,AD35=AO246),VLOOKUP(29,AN218:BQ290,28,FALSE),IF(AND(AR2=6,AD35=AO247),VLOOKUP(30,AN218:BQ290,28,FALSE),IF(AND(AR2=6,AD35=AO248),VLOOKUP(31,AN218:BQ290,28,FALSE),IF(AND(AR2=6,AD35=AO249),VLOOKUP(32,AN218:BQ290,28,FALSE),IF(AND(AR2=6,AD35=AO250),VLOOKUP(33,AN218:BQ290,28,FALSE),IF(AND(AR2=6,AD35=AO251),VLOOKUP(34,AN218:BQ290,28,FALSE),IF(AND(AR2=6,AD35=AO252),VLOOKUP(35,AN218:BQ290,28,FALSE),IF(AND(AR2=6,AD35=AO253),VLOOKUP(36,AN218:BQ290,28,FALSE),IF(AND(AR2=6,AD35=AO254),VLOOKUP(37,AN218:BQ290,28,FALSE),IF(AND(AR2=6,AD35=AO255),VLOOKUP(38,AN218:BQ290,28,FALSE),IF(AND(AR2=6,AD35=AO256),VLOOKUP(39,AN218:BQ290,28,FALSE),IF(AND(AR2=6,AD35=AO257),VLOOKUP(40,AN218:BQ290,28,FALSE),IF(AND(AR2=6,AD35=AO258),VLOOKUP(41,AN218:BQ290,28,FALSE),IF(AND(AR2=6,AD35=AO259),VLOOKUP(42,AN218:BQ290,28,FALSE),IF(AND(AR2=6,AD35=AO260),VLOOKUP(43,AN218:BQ290,28,FALSE),IF(AND(AR2=6,AD35=AO261),VLOOKUP(44,AN218:BQ290,28,FALSE),IF(AND(AR2=6,AD35=AO262),VLOOKUP(45,AN218:BQ290,28,FALSE),IF(AND(AR2=6,AD35=AO263),VLOOKUP(46,AN218:BQ290,28,FALSE),IF(AND(AR2=6,AD35=AO264),VLOOKUP(47,AN218:BQ290,28,FALSE),IF(AND(AR2=6,AD35=AO265),VLOOKUP(48,AN218:BQ290,28,FALSE),IF(AND(AR2=6,AD35=AO266),VLOOKUP(49,AN218:BQ290,28,FALSE),IF(AND(AR2=6,AD35=AO267),VLOOKUP(50,AN218:BQ290,28,FALSE),IF(AND(AR2=6,AD35=AO268),VLOOKUP(51,AN218:BQ290,28,FALSE),IF(AND(AR2=6,AD35=AO269),VLOOKUP(52,AN218:BQ290,28,FALSE),IF(AND(AR2=6,AD35=AO270),VLOOKUP(53,AN218:BQ290,28,FALSE),IF(AND(AR2=6,AD35=AO271),VLOOKUP(54,AN218:BQ290,28,FALSE),IF(AND(AR2=6,AD35=AO272),VLOOKUP(55,AN218:BQ290,28,FALSE),IF(AND(AR2=6,AD35=AO273),VLOOKUP(56,AN218:BQ290,28,FALSE),IF(AND(AR2=6,AD35=AO274),VLOOKUP(57,AN218:BQ290,28,FALSE),IF(AND(AR2=6,AD35=AO275),VLOOKUP(58,AN218:BQ290,28,FALSE),IF(AND(AR2=6,AD35=AO276),VLOOKUP(59,AN218:BQ290,28,FALSE),IF(AND(AR2=6,AD35=AO277),VLOOKUP(60,AN218:BQ290,28,FALSE),IF(AND(AR2=6,AD35=AO278),VLOOKUP(61,AN218:BQ290,28,FALSE),IF(AND(AR2=6,AD35=AO279),VLOOKUP(62,AN218:BQ290,28,FALSE),IF(AND(AR2=6,AD35=AO280),VLOOKUP(63,AN218:BQ290,28,FALSE),IF(AND(AR2=6,AD35=AO281),VLOOKUP(64,AN218:BQ290,28,FALSE)))))))))))))))))))))))))))))))))))))))))))))))))))))))))))))))))","v":false},"cm3","Zy",{"$f":"IF(AND(AR2=7,AD35=AO308),VLOOKUP(1,AN308:BB327,15,FALSE),IF(AND(AR2=7,AD35=AO309),VLOOKUP(2,AN308:BB327,15,FALSE),IF(AND(AR2=7,AD35=AO310),VLOOKUP(3,AN308:BB327,15,FALSE),IF(AND(AR2=7,AD35=AO311),VLOOKUP(4,AN308:BB327,15,FALSE),IF(AND(AR2=7,AD35=AO312),VLOOKUP(5,AN308:BB327,15,FALSE),IF(AND(AR2=7,AD35=AO313),VLOOKUP(6,AN308:BB327,15,FALSE),IF(AND(AR2=7,AD35=AO314),VLOOKUP(7,AN308:BB327,15,FALSE),IF(AND(AR2=7,AD35=AO315),VLOOKUP(8,AN308:BB327,15,FALSE),IF(AND(AR2=7,AD35=AO316),VLOOKUP(9,AN308:BB327,15,FALSE),IF(AND(AR2=7,AD35=AO317),VLOOKUP(10,AN308:BB327,15,FALSE),IF(AND(AR2=7,AD35=AO318),VLOOKUP(11,AN308:BB327,15,FALSE),IF(AND(AR2=7,AD35=AO319),VLOOKUP(12,AN308:BB327,15,FALSE),IF(AND(AR2=7,AD35=AO320),VLOOKUP(13,AN308:BB327,15,FALSE),IF(AND(AR2=7,AD35=AO321),VLOOKUP(14,AN308:BB327,15,FALSE),IF(AND(AR2=7,AD35=AO322),VLOOKUP(15,AN308:BB327,15,FALSE),IF(AND(AR2=7,AD35=AO323),VLOOKUP(16,AN308:BB327,15,FALSE),IF(AND(AR2=7,AD35=AO324),VLOOKUP(17,AN308:BB327,15,FALSE),IF(AND(AR2=7,AD35=AO325),VLOOKUP(18,AN308:BB327,15,FALSE),IF(AND(AR2=7,AD35=AO326),VLOOKUP(19,AN308:BB327,15,FALSE),IF(AND(AR2=7,AD35=AO327),VLOOKUP(20,AN308:BB327,15,FALSE)))))))))))))))))))))","v":false},"cm3","Zy",{"$f":"IF(AND(AR2=8,AD35=AO1062),VLOOKUP(1,AN1062:BG1074,20,FALSE),IF(AND(AR2=8,AD35=AO1063),VLOOKUP(2,AN1062:BG1074,20,FALSE),IF(AND(AR2=8,AD35=AO1064),VLOOKUP(3,AN1062:BG1074,20,FALSE),IF(AND(AR2=8,AD35=AO1065),VLOOKUP(4,AN1062:BG1074,20,FALSE),IF(AND(AR2=8,AD35=AO1066),VLOOKUP(5,AN1062:BG1074,20,FALSE),IF(AND(AR2=8,AD35=AO1067),VLOOKUP(6,AN1062:BG1074,20,FALSE),IF(AND(AR2=8,AD35=AO1068),VLOOKUP(7,AN1062:BG1074,20,FALSE),IF(AND(AR2=8,AD35=AO1069),VLOOKUP(8,AN1062:BG1074,20,FALSE),IF(AND(AR2=8,AD35=AO1070),VLOOKUP(9,AN1062:BG1074,20,FALSE),IF(AND(AR2=8,AD35=AO1071),VLOOKUP(10,AN1062:BG1074,20,FALSE),IF(AND(AR2=8,AD35=AO1072),VLOOKUP(11,AN1062:BG1074,20,FALSE),IF(AND(AR2=8,AD35=AO1073),VLOOKUP(12,AN1062:BG1074,20,FALSE),IF(AND(AR2=8,AD35=AO1074),VLOOKUP(13,AN1062:BG1074,20,FALSE))))))))))))))","v":false},"cm3"]
[null,null,null,null,null,null,null,null,null,null,null,null,null,null,null,null,null,null,null,null,null,null,null,null,null,null,null,null,null,null,null,null,null,null,null,null,null,null,null,null,null,null,null,"rx",{"$f":"IF(AND(AR2=1,AD35=AO342),VLOOKUP(1,AN342:BC386,11,FALSE),IF(AND(AR2=1,AD35=AO343),VLOOKUP(2,AN342:BC386,11,FALSE),IF(AND(AR2=1,AD35=AO344),VLOOKUP(3,AN342:BC386,11,FALSE),IF(AND(AR2=1,AD35=AO345),VLOOKUP(4,AN342:BC386,11,FALSE),IF(AND(AR2=1,AD35=AO346),VLOOKUP(5,AN342:BC386,11,FALSE),IF(AND(AR2=1,AD35=AO347),VLOOKUP(6,AN342:BC386,11,FALSE),IF(AND(AR2=1,AD35=AO348),VLOOKUP(7,AN342:BC386,11,FALSE),IF(AND(AR2=1,AD35=AO349),VLOOKUP(8,AN342:BC386,11,FALSE),IF(AND(AR2=1,AD35=AO350),VLOOKUP(9,AN342:BC386,11,FALSE),IF(AND(AR2=1,AD35=AO351),VLOOKUP(10,AN342:BC386,11,FALSE),IF(AND(AR2=1,AD35=AO352),VLOOKUP(11,AN342:BC386,11,FALSE),IF(AND(AR2=1,AD35=AO353),VLOOKUP(12,AN342:BC386,11,FALSE),IF(AND(AR2=1,AD35=AO354),VLOOKUP(13,AN342:BC386,11,FALSE),IF(AND(AR2=1,AD35=AO355),VLOOKUP(14,AN342:BC386,11,FALSE),IF(AND(AR2=1,AD35=AO356),VLOOKUP(15,AN342:BC386,11,FALSE),IF(AND(AR2=1,AD35=AO357),VLOOKUP(16,AN342:BC386,11,FALSE),IF(AND(AR2=1,AD35=AO358),VLOOKUP(17,AN342:BC386,11,FALSE),IF(AND(AR2=1,AD35=AO359),VLOOKUP(18,AN342:BC386,11,FALSE),IF(AND(AR2=1,AD35=AO360),VLOOKUP(19,AN342:BC386,11,FALSE),IF(AND(AR2=1,AD35=AO361),VLOOKUP(20,AN342:BC386,11,FALSE),IF(AND(AR2=1,AD35=AO362),VLOOKUP(21,AN342:BC386,11,FALSE),IF(AND(AR2=1,AD35=AO363),VLOOKUP(22,AN342:BC386,11,FALSE),IF(AND(AR2=1,AD35=AO364),VLOOKUP(23,AN342:BC386,11,FALSE),IF(AND(AR2=1,AD35=AO365),VLOOKUP(24,AN342:BC386,11,FALSE),IF(AND(AR2=1,AD35=AO366),VLOOKUP(25,AN342:BC386,11,FALSE),IF(AND(AR2=1,AD35=AO367),VLOOKUP(26,AN342:BC386,11,FALSE),IF(AND(AR2=1,AD35=AO368),VLOOKUP(27,AN342:BC386,11,FALSE),IF(AND(AR2=1,AD35=AO369),VLOOKUP(28,AN342:BC386,11,FALSE),IF(AND(AR2=1,AD35=AO370),VLOOKUP(29,AN342:BC386,11,FALSE),IF(AND(AR2=1,AD35=AO371),VLOOKUP(30,AN342:BC386,11,FALSE),IF(AND(AR2=1,AD35=AO372),VLOOKUP(31,AN342:BC386,11,FALSE),IF(AND(AR2=1,AD35=AO373),VLOOKUP(32,AN342:BC386,11,FALSE),IF(AND(AR2=1,AD35=AO374),VLOOKUP(33,AN342:BC386,11,FALSE),IF(AND(AR2=1,AD35=AO375),VLOOKUP(34,AN342:BC386,11,FALSE),IF(AND(AR2=1,AD35=AO376),VLOOKUP(35,AN342:BC386,11,FALSE),IF(AND(AR2=1,AD35=AO377),VLOOKUP(36,AN342:BC386,11,FALSE),IF(AND(AR2=1,AD35=AO378),VLOOKUP(37,AN342:BC386,11,FALSE),IF(AND(AR2=1,AD35=AO379),VLOOKUP(38,AN342:BC386,11,FALSE),IF(AND(AR2=1,AD35=AO380),VLOOKUP(39,AN342:BC386,11,FALSE),IF(AND(AR2=1,AD35=AO381),VLOOKUP(40,AN342:BC386,11,FALSE),IF(AND(AR2=1,AD35=AO382),VLOOKUP(41,AN342:BC386,11,FALSE),IF(AND(AR2=1,AD35=AO383),VLOOKUP(42,AN342:BC386,11,FALSE),IF(AND(AR2=1,AD35=AO384),VLOOKUP(43,AN342:BC386,11,FALSE),IF(AND(AR2=1,AD35=AO385),VLOOKUP(44,AN342:BC386,11,FALSE),IF(AND(AR2=1,AD35=AO386),VLOOKUP(45,AN342:BC386,11,FALSE))))))))))))))))))))))))))))))))))))))))))))))","v":4.82},"cm","rx",{"$f":"IF(AND(AR2=2,AD35=AO443),VLOOKUP(1,AN443:AW474,10,FALSE),IF(AND(AR2=2,AD35=AO444),VLOOKUP(2,AN443:AW474,10,FALSE),IF(AND(AR2=2,AD35=AO445),VLOOKUP(3,AN443:AW474,10,FALSE),IF(AND(AR2=2,AD35=AO446),VLOOKUP(4,AN443:AW474,10,FALSE),IF(AND(AR2=2,AD35=AO447),VLOOKUP(5,AN443:AW474,10,FALSE),IF(AND(AR2=2,AD35=AO448),VLOOKUP(6,AN443:AW474,10,FALSE),IF(AND(AR2=2,AD35=AO449),VLOOKUP(7,AN443:AW474,10,FALSE),IF(AND(AR2=2,AD35=AO450),VLOOKUP(8,AN443:AW474,10,FALSE),IF(AND(AR2=2,AD35=AO451),VLOOKUP(9,AN443:AW474,10,FALSE),IF(AND(AR2=2,AD35=AO452),VLOOKUP(10,AN443:AW474,10,FALSE),IF(AND(AR2=2,AD35=AO453),VLOOKUP(11,AN443:AW474,10,FALSE),IF(AND(AR2=2,AD35=AO454),VLOOKUP(12,AN443:AW474,10,FALSE),IF(AND(AR2=2,AD35=AO455),VLOOKUP(13,AN443:AW474,10,FALSE),IF(AND(AR2=2,AD35=AO456),VLOOKUP(14,AN443:AW474,10,FALSE),IF(AND(AR2=2,AD35=AO457),VLOOKUP(15,AN443:AW474,10,FALSE),IF(AND(AR2=2,AD35=AO458),VLOOKUP(16,AN443:AW474,10,FALSE),IF(AND(AR2=2,AD35=AO459),VLOOKUP(17,AN443:AW474,10,FALSE),IF(AND(AR2=2,AD35=AO460),VLOOKUP(18,AN443:AW474,10,FALSE),IF(AND(AR2=2,AD35=AO461),VLOOKUP(19,AN443:AW474,10,FALSE),IF(AND(AR2=2,AD35=AO462),VLOOKUP(20,AN443:AW474,10,FALSE),IF(AND(AR2=2,AD35=AO463),VLOOKUP(21,AN443:AW474,10,FALSE),IF(AND(AR2=2,AD35=AO464),VLOOKUP(22,AN443:AW474,10,FALSE),IF(AND(AR2=2,AD35=AO465),VLOOKUP(23,AN443:AW474,10,FALSE),IF(AND(AR2=2,AD35=AO466),VLOOKUP(24,AN443:AW474,10,FALSE),IF(AND(AR2=2,AD35=AO467),VLOOKUP(25,AN443:AW474,10,FALSE),IF(AND(AR2=2,AD35=AO468),VLOOKUP(26,AN443:AW474,10,FALSE),IF(AND(AR2=2,AD35=AO469),VLOOKUP(27,AN443:AW474,10,FALSE),IF(AND(AR2=2,AD35=AO470),VLOOKUP(28,AN443:AW474,10,FALSE),IF(AND(AR2=2,AD35=AO471),VLOOKUP(29,AN443:AW474,10,FALSE),IF(AND(AR2=2,AD35=AO472),VLOOKUP(30,AN443:AW474,10,FALSE),IF(AND(AR2=2,AD35=AO473),VLOOKUP(31,AN443:AW474,10,FALSE),IF(AND(AR2=2,AD35=AO474),VLOOKUP(32,AN443:AW474,10,FALSE)))))))))))))))))))))))))))))))))","v":false},"cm","rx",{"$f":"IF(AND(AR2=3,AD35=AO402),VLOOKUP(1,AN402:AZ427,12,FALSE),IF(AND(AR2=3,AD35=AO403),VLOOKUP(2,AN402:AZ427,12,FALSE),IF(AND(AR2=3,AD35=AO404),VLOOKUP(3,AN402:AZ427,12,FALSE),IF(AND(AR2=3,AD35=AO405),VLOOKUP(4,AN402:AZ427,12,FALSE),IF(AND(AR2=3,AD35=AO406),VLOOKUP(5,AN402:AZ427,12,FALSE),IF(AND(AR2=3,AD35=AO407),VLOOKUP(6,AN402:AZ427,12,FALSE),IF(AND(AR2=3,AD35=AO408),VLOOKUP(7,AN402:AZ427,12,FALSE),IF(AND(AR2=3,AD35=AO409),VLOOKUP(8,AN402:AZ427,12,FALSE),IF(AND(AR2=3,AD35=AO410),VLOOKUP(9,AN402:AZ427,12,FALSE),IF(AND(AR2=3,AD35=AO411),VLOOKUP(10,AN402:AZ427,12,FALSE),IF(AND(AR2=3,AD35=AO412),VLOOKUP(11,AN402:AZ427,12,FALSE),IF(AND(AR2=3,AD35=AO413),VLOOKUP(12,AN402:AZ427,12,FALSE),IF(AND(AR2=3,AD35=AO414),VLOOKUP(13,AN402:AZ427,12,FALSE),IF(AND(AR2=3,AD35=AO415),VLOOKUP(14,AN402:AZ427,12,FALSE),IF(AND(AR2=3,AD35=AO416),VLOOKUP(15,AN402:AZ427,12,FALSE),IF(AND(AR2=3,AD35=AO417),VLOOKUP(16,AN402:AZ427,12,FALSE),IF(AND(AR2=3,AD35=AO418),VLOOKUP(17,AN402:AZ427,12,FALSE),IF(AND(AR2=3,AD35=AO419),VLOOKUP(18,AN402:AZ427,12,FALSE),IF(AND(AR2=3,AD35=AO420),VLOOKUP(19,AN402:AZ427,12,FALSE),IF(AND(AR2=3,AD35=AO421),VLOOKUP(20,AN402:AZ427,12,FALSE),IF(AND(AR2=3,AD35=AO422),VLOOKUP(21,AN402:AZ427,12,FALSE),IF(AND(AR2=3,AD35=AO423),VLOOKUP(22,AN402:AZ427,12,FALSE),IF(AND(AR2=3,AD35=AO424),VLOOKUP(23,AN402:AZ427,12,FALSE),IF(AND(AR2=3,AD35=AO425),VLOOKUP(24,AN402:AZ427,12,FALSE),IF(AND(AR2=3,AD35=AO426),VLOOKUP(25,AN402:AZ427,12,FALSE),IF(AND(AR2=3,AD35=AO427),VLOOKUP(26,AN402:AZ427,12,FALSE)))))))))))))))))))))))))))","v":false},"cm","rx",{"$f":"IF(AND(AR2=4,AD35=AO157),VLOOKUP(1,AN157:BG202,15,FALSE),IF(AND(AR2=4,AD35=AO158),VLOOKUP(2,AN157:BG202,15,FALSE),IF(AND(AR2=4,AD35=AO159),VLOOKUP(3,AN157:BG202,15,FALSE),IF(AND(AR2=4,AD35=AO160),VLOOKUP(4,AN157:BG202,15,FALSE),IF(AND(AR2=4,AD35=AO161),VLOOKUP(5,AN157:BG202,15,FALSE),IF(AND(AR2=4,AD35=AO162),VLOOKUP(6,AN157:BG202,15,FALSE),IF(AND(AR2=4,AD35=AO163),VLOOKUP(7,AN157:BG202,15,FALSE),IF(AND(AR2=4,AD35=AO164),VLOOKUP(8,AN157:BG202,15,FALSE),IF(AND(AR2=4,AD35=AO165),VLOOKUP(9,AN157:BG202,15,FALSE),IF(AND(AR2=4,AD35=AO166),VLOOKUP(10,AN157:BG202,15,FALSE),IF(AND(AR2=4,AD35=AO167),VLOOKUP(11,AN157:BG202,15,FALSE),IF(AND(AR2=4,AD35=AO168),VLOOKUP(12,AN157:BG202,15,FALSE),IF(AND(AR2=4,AD35=AO169),VLOOKUP(13,AN157:BG202,15,FALSE),IF(AND(AR2=4,AD35=AO170),VLOOKUP(14,AN157:BG202,15,FALSE),IF(AND(AR2=4,AD35=AO171),VLOOKUP(15,AN157:BG202,15,FALSE),IF(AND(AR2=4,AD35=AO172),VLOOKUP(16,AN157:BG202,15,FALSE),IF(AND(AR2=4,AD35=AO173),VLOOKUP(17,AN157:BG202,15,FALSE),IF(AND(AR2=4,AD35=AO174),VLOOKUP(18,AN157:BG202,15,FALSE),IF(AND(AR2=4,AD35=AO175),VLOOKUP(19,AN157:BG202,15,FALSE),IF(AND(AR2=4,AD35=AO176),VLOOKUP(20,AN157:BG202,15,FALSE),IF(AND(AR2=4,AD35=AO177),VLOOKUP(21,AN157:BG202,15,FALSE),IF(AND(AR2=4,AD35=AO178),VLOOKUP(22,AN157:BG202,15,FALSE),IF(AND(AR2=4,AD35=AO179),VLOOKUP(23,AN157:BG202,15,FALSE),IF(AND(AR2=4,AD35=AO180),VLOOKUP(24,AN157:BG202,15,FALSE),IF(AND(AR2=4,AD35=AO181),VLOOKUP(25,AN157:BG202,15,FALSE),IF(AND(AR2=4,AD35=AO182),VLOOKUP(26,AN157:BG202,15,FALSE),IF(AND(AR2=4,AD35=AO183),VLOOKUP(27,AN157:BG202,15,FALSE),IF(AND(AR2=4,AD35=AO184),VLOOKUP(28,AN157:BG202,15,FALSE),IF(AND(AR2=4,AD35=AO185),VLOOKUP(29,AN157:BG202,15,FALSE),IF(AND(AR2=4,AD35=AO186),VLOOKUP(30,AN157:BG202,15,FALSE),IF(AND(AR2=4,AD35=AO187),VLOOKUP(31,AN157:BG202,15,FALSE),IF(AND(AR2=4,AD35=AO188),VLOOKUP(32,AN157:BG202,15,FALSE),IF(AND(AR2=4,AD35=AO189),VLOOKUP(33,AN157:BG202,15,FALSE),IF(AND(AR2=4,AD35=AO190),VLOOKUP(34,AN157:BG202,15,FALSE),IF(AND(AR2=4,AD35=AO191),VLOOKUP(35,AN157:BG202,15,FALSE),IF(AND(AR2=4,AD35=AO192),VLOOKUP(36,AN157:BG202,15,FALSE),IF(AND(AR2=4,AD35=AO193),VLOOKUP(37,AN157:BG202,15,FALSE),IF(AND(AR2=4,AD35=AO194),VLOOKUP(38,AN157:BG202,15,FALSE),IF(AND(AR2=4,AD35=AO195),VLOOKUP(39,AN157:BG202,15,FALSE),IF(AND(AR2=4,AD35=AO196),VLOOKUP(40,AN157:BG202,15,FALSE),IF(AND(AR2=4,AD35=AO197),VLOOKUP(41,AN157:BG202,15,FALSE),IF(AND(AR2=4,AD35=AO198),VLOOKUP(42,AN157:BG202,15,FALSE),IF(AND(AR2=4,AD35=AO199),VLOOKUP(43,AN157:BG202,15,FALSE),IF(AND(AR2=4,AD35=AO200),VLOOKUP(44,AN157:BG202,15,FALSE),IF(AND(AR2=4,AD35=AO201),VLOOKUP(45,AN157:BG202,15,FALSE),IF(AND(AR2=4,AD35=AO202),VLOOKUP(46,AN157:BG202,15,FALSE)))))))))))))))))))))))))))))))))))))))))))))))","v":false},"cm","rx",{"$f":"IF(AND(AR2=5,AD35=AO126),VLOOKUP(1,AN126:BD141,14,FALSE),IF(AND(AR2=5,AD35=AO127),VLOOKUP(2,AN126:BD141,14,FALSE),IF(AND(AR2=5,AD35=AO128),VLOOKUP(3,AN126:BD141,14,FALSE),IF(AND(AR2=5,AD35=AO129),VLOOKUP(4,AN126:BD141,14,FALSE),IF(AND(AR2=5,AD35=AO130),VLOOKUP(5,AN126:BD141,14,FALSE),IF(AND(AR2=5,AD35=AO131),VLOOKUP(6,AN126:BD141,14,FALSE),IF(AND(AR2=5,AD35=AO132),VLOOKUP(7,AN126:BD141,14,FALSE),IF(AND(AR2=5,AD35=AO133),VLOOKUP(8,AN126:BD141,14,FALSE),IF(AND(AR2=5,AD35=AO134),VLOOKUP(9,AN126:BD141,14,FALSE),IF(AND(AR2=5,AD35=AO135),VLOOKUP(10,AN126:BD141,14,FALSE),IF(AND(AR2=5,AD35=AO136),VLOOKUP(11,AN126:BD141,14,FALSE),IF(AND(AR2=5,AD35=AO137),VLOOKUP(12,AN126:BD141,14,FALSE),IF(AND(AR2=5,AD35=AO138),VLOOKUP(13,AN126:BD141,14,FALSE),IF(AND(AR2=5,AD35=AO139),VLOOKUP(14,AN126:BD141,14,FALSE),IF(AND(AR2=5,AD35=AO140),VLOOKUP(15,AN126:BD141,14,FALSE),IF(AND(AR2=5,AD35=AO141),VLOOKUP(16,AN126:BD141,14,FALSE)))))))))))))))))","v":false},"cm","rx",{"$f":"IF(AND(AR2=6,AD35=AO218),VLOOKUP(1,AN218:BQ290,22,FALSE),IF(AND(AR2=6,AD35=AO219),VLOOKUP(2,AN218:BQ290,22,FALSE),IF(AND(AR2=6,AD35=AO220),VLOOKUP(3,AN218:BQ290,22,FALSE),IF(AND(AR2=6,AD35=AO221),VLOOKUP(4,AN218:BQ290,22,FALSE),IF(AND(AR2=6,AD35=AO222),VLOOKUP(5,AN218:BQ290,22,FALSE),IF(AND(AR2=6,AD35=AO223),VLOOKUP(6,AN218:BQ290,22,FALSE),IF(AND(AR2=6,AD35=AO224),VLOOKUP(7,AN218:BQ290,22,FALSE),IF(AND(AR2=6,AD35=AO225),VLOOKUP(8,AN218:BQ290,22,FALSE),IF(AND(AR2=6,AD35=AO226),VLOOKUP(9,AN218:BQ290,22,FALSE),IF(AND(AR2=6,AD35=AO227),VLOOKUP(10,AN218:BQ290,22,FALSE),IF(AND(AR2=6,AD35=AO228),VLOOKUP(11,AN218:BQ290,22,FALSE),IF(AND(AR2=6,AD35=AO229),VLOOKUP(12,AN218:BQ290,22,FALSE),IF(AND(AR2=6,AD35=AO230),VLOOKUP(13,AN218:BQ290,22,FALSE),IF(AND(AR2=6,AD35=AO231),VLOOKUP(14,AN218:BQ290,22,FALSE),IF(AND(AR2=6,AD35=AO232),VLOOKUP(15,AN218:BQ290,22,FALSE),IF(AND(AR2=6,AD35=AO233),VLOOKUP(16,AN218:BQ290,22,FALSE),IF(AND(AR2=6,AD35=AO234),VLOOKUP(17,AN218:BQ290,22,FALSE),IF(AND(AR2=6,AD35=AO235),VLOOKUP(18,AN218:BQ290,22,FALSE),IF(AND(AR2=6,AD35=AO236),VLOOKUP(19,AN218:BQ290,22,FALSE),IF(AND(AR2=6,AD35=AO237),VLOOKUP(20,AN218:BQ290,22,FALSE),IF(AND(AR2=6,AD35=AO238),VLOOKUP(21,AN218:BQ290,22,FALSE),IF(AND(AR2=6,AD35=AO239),VLOOKUP(22,AN218:BQ290,22,FALSE),IF(AND(AR2=6,AD35=AO240),VLOOKUP(23,AN218:BQ290,22,FALSE),IF(AND(AR2=6,AD35=AO241),VLOOKUP(24,AN218:BQ290,22,FALSE),IF(AND(AR2=6,AD35=AO242),VLOOKUP(25,AN218:BQ290,22,FALSE),IF(AND(AR2=6,AD35=AO243),VLOOKUP(26,AN218:BQ290,22,FALSE),IF(AND(AR2=6,AD35=AO244),VLOOKUP(27,AN218:BQ290,22,FALSE),IF(AND(AR2=6,AD35=AO245),VLOOKUP(28,AN218:BQ290,22,FALSE),IF(AND(AR2=6,AD35=AO246),VLOOKUP(29,AN218:BQ290,22,FALSE),IF(AND(AR2=6,AD35=AO247),VLOOKUP(30,AN218:BQ290,22,FALSE),IF(AND(AR2=6,AD35=AO248),VLOOKUP(31,AN218:BQ290,22,FALSE),IF(AND(AR2=6,AD35=AO249),VLOOKUP(32,AN218:BQ290,22,FALSE),IF(AND(AR2=6,AD35=AO250),VLOOKUP(33,AN218:BQ290,22,FALSE),IF(AND(AR2=6,AD35=AO251),VLOOKUP(34,AN218:BQ290,22,FALSE),IF(AND(AR2=6,AD35=AO252),VLOOKUP(35,AN218:BQ290,22,FALSE),IF(AND(AR2=6,AD35=AO253),VLOOKUP(36,AN218:BQ290,22,FALSE),IF(AND(AR2=6,AD35=AO254),VLOOKUP(37,AN218:BQ290,22,FALSE),IF(AND(AR2=6,AD35=AO255),VLOOKUP(38,AN218:BQ290,22,FALSE),IF(AND(AR2=6,AD35=AO256),VLOOKUP(39,AN218:BQ290,22,FALSE),IF(AND(AR2=6,AD35=AO257),VLOOKUP(40,AN218:BQ290,22,FALSE),IF(AND(AR2=6,AD35=AO258),VLOOKUP(41,AN218:BQ290,22,FALSE),IF(AND(AR2=6,AD35=AO259),VLOOKUP(42,AN218:BQ290,22,FALSE),IF(AND(AR2=6,AD35=AO260),VLOOKUP(43,AN218:BQ290,22,FALSE),IF(AND(AR2=6,AD35=AO261),VLOOKUP(44,AN218:BQ290,22,FALSE),IF(AND(AR2=6,AD35=AO262),VLOOKUP(45,AN218:BQ290,22,FALSE),IF(AND(AR2=6,AD35=AO263),VLOOKUP(46,AN218:BQ290,22,FALSE),IF(AND(AR2=6,AD35=AO264),VLOOKUP(47,AN218:BQ290,22,FALSE),IF(AND(AR2=6,AD35=AO265),VLOOKUP(48,AN218:BQ290,22,FALSE),IF(AND(AR2=6,AD35=AO266),VLOOKUP(49,AN218:BQ290,22,FALSE),IF(AND(AR2=6,AD35=AO267),VLOOKUP(50,AN218:BQ290,22,FALSE),IF(AND(AR2=6,AD35=AO268),VLOOKUP(51,AN218:BQ290,22,FALSE),IF(AND(AR2=6,AD35=AO269),VLOOKUP(52,AN218:BQ290,22,FALSE),IF(AND(AR2=6,AD35=AO270),VLOOKUP(53,AN218:BQ290,22,FALSE),IF(AND(AR2=6,AD35=AO271),VLOOKUP(54,AN218:BQ290,22,FALSE),IF(AND(AR2=6,AD35=AO272),VLOOKUP(55,AN218:BQ290,22,FALSE),IF(AND(AR2=6,AD35=AO273),VLOOKUP(56,AN218:BQ290,22,FALSE),IF(AND(AR2=6,AD35=AO274),VLOOKUP(57,AN218:BQ290,22,FALSE),IF(AND(AR2=6,AD35=AO275),VLOOKUP(58,AN218:BQ290,22,FALSE),IF(AND(AR2=6,AD35=AO276),VLOOKUP(59,AN218:BQ290,22,FALSE),IF(AND(AR2=6,AD35=AO277),VLOOKUP(60,AN218:BQ290,22,FALSE),IF(AND(AR2=6,AD35=AO278),VLOOKUP(61,AN218:BQ290,22,FALSE),IF(AND(AR2=6,AD35=AO279),VLOOKUP(62,AN218:BQ290,22,FALSE),IF(AND(AR2=6,AD35=AO280),VLOOKUP(63,AN218:BQ290,22,FALSE),IF(AND(AR2=6,AD35=AO281),VLOOKUP(64,AN218:BQ290,22,FALSE)))))))))))))))))))))))))))))))))))))))))))))))))))))))))))))))))","v":false},"cm","rx",{"$f":"IF(AND(AR2=7,AD35=AO308),VLOOKUP(1,AN308:BB327,12,FALSE),IF(AND(AR2=7,AD35=AO309),VLOOKUP(2,AN308:BB327,12,FALSE),IF(AND(AR2=7,AD35=AO310),VLOOKUP(3,AN308:BB327,12,FALSE),IF(AND(AR2=7,AD35=AO311),VLOOKUP(4,AN308:BB327,12,FALSE),IF(AND(AR2=7,AD35=AO312),VLOOKUP(5,AN308:BB327,12,FALSE),IF(AND(AR2=7,AD35=AO313),VLOOKUP(6,AN308:BB327,12,FALSE),IF(AND(AR2=7,AD35=AO314),VLOOKUP(7,AN308:BB327,12,FALSE),IF(AND(AR2=7,AD35=AO315),VLOOKUP(8,AN308:BB327,12,FALSE),IF(AND(AR2=7,AD35=AO316),VLOOKUP(9,AN308:BB327,12,FALSE),IF(AND(AR2=7,AD35=AO317),VLOOKUP(10,AN308:BB327,12,FALSE),IF(AND(AR2=7,AD35=AO318),VLOOKUP(11,AN308:BB327,12,FALSE),IF(AND(AR2=7,AD35=AO319),VLOOKUP(12,AN308:BB327,12,FALSE),IF(AND(AR2=7,AD35=AO320),VLOOKUP(13,AN308:BB327,12,FALSE),IF(AND(AR2=7,AD35=AO321),VLOOKUP(14,AN308:BB327,12,FALSE),IF(AND(AR2=7,AD35=AO322),VLOOKUP(15,AN308:BB327,12,FALSE),IF(AND(AR2=7,AD35=AO323),VLOOKUP(16,AN308:BB327,12,FALSE),IF(AND(AR2=7,AD35=AO324),VLOOKUP(17,AN308:BB327,12,FALSE),IF(AND(AR2=7,AD35=AO325),VLOOKUP(18,AN308:BB327,12,FALSE),IF(AND(AR2=7,AD35=AO326),VLOOKUP(19,AN308:BB327,12,FALSE),IF(AND(AR2=7,AD35=AO327),VLOOKUP(20,AN308:BB327,12,FALSE)))))))))))))))))))))","v":false},"cm","rx",{"$f":"IF(AND(AR2=8,AD35=AO1062),VLOOKUP(1,AN1062:BG1074,15,FALSE),IF(AND(AR2=8,AD35=AO1063),VLOOKUP(2,AN1062:BG1074,15,FALSE),IF(AND(AR2=8,AD35=AO1064),VLOOKUP(3,AN1062:BG1074,15,FALSE),IF(AND(AR2=8,AD35=AO1065),VLOOKUP(4,AN1062:BG1074,15,FALSE),IF(AND(AR2=8,AD35=AO1066),VLOOKUP(5,AN1062:BG1074,15,FALSE),IF(AND(AR2=8,AD35=AO1067),VLOOKUP(6,AN1062:BG1074,15,FALSE),IF(AND(AR2=8,AD35=AO1068),VLOOKUP(7,AN1062:BG1074,15,FALSE),IF(AND(AR2=8,AD35=AO1069),VLOOKUP(8,AN1062:BG1074,15,FALSE),IF(AND(AR2=8,AD35=AO1070),VLOOKUP(9,AN1062:BG1074,15,FALSE),IF(AND(AR2=8,AD35=AO1071),VLOOKUP(10,AN1062:BG1074,15,FALSE),IF(AND(AR2=8,AD35=AO1072),VLOOKUP(11,AN1062:BG1074,15,FALSE),IF(AND(AR2=8,AD35=AO1073),VLOOKUP(12,AN1062:BG1074,15,FALSE),IF(AND(AR2=8,AD35=AO1074),VLOOKUP(13,AN1062:BG1074,15,FALSE))))))))))))))","v":false},"cm"]
[null,null,null,null,null,null,null,null,null,null,null,null,null,null,null,null,null,null,null,null,null,null,null,null,null,null,null,null,null,null,null,null,null,null,null,null,null,null,null,null,null,null,null,"ry",{"$f":"IF(AND(AR2=1,AD35=AO342),VLOOKUP(1,AN342:BC386,12,FALSE),IF(AND(AR2=1,AD35=AO343),VLOOKUP(2,AN342:BC386,12,FALSE),IF(AND(AR2=1,AD35=AO344),VLOOKUP(3,AN342:BC386,12,FALSE),IF(AND(AR2=1,AD35=AO345),VLOOKUP(4,AN342:BC386,12,FALSE),IF(AND(AR2=1,AD35=AO346),VLOOKUP(5,AN342:BC386,12,FALSE),IF(AND(AR2=1,AD35=AO347),VLOOKUP(6,AN342:BC386,12,FALSE),IF(AND(AR2=1,AD35=AO348),VLOOKUP(7,AN342:BC386,12,FALSE),IF(AND(AR2=1,AD35=AO349),VLOOKUP(8,AN342:BC386,12,FALSE),IF(AND(AR2=1,AD35=AO350),VLOOKUP(9,AN342:BC386,12,FALSE),IF(AND(AR2=1,AD35=AO351),VLOOKUP(10,AN342:BC386,12,FALSE),IF(AND(AR2=1,AD35=AO352),VLOOKUP(11,AN342:BC386,12,FALSE),IF(AND(AR2=1,AD35=AO353),VLOOKUP(12,AN342:BC386,12,FALSE),IF(AND(AR2=1,AD35=AO354),VLOOKUP(13,AN342:BC386,12,FALSE),IF(AND(AR2=1,AD35=AO355),VLOOKUP(14,AN342:BC386,12,FALSE),IF(AND(AR2=1,AD35=AO356),VLOOKUP(15,AN342:BC386,12,FALSE),IF(AND(AR2=1,AD35=AO357),VLOOKUP(16,AN342:BC386,12,FALSE),IF(AND(AR2=1,AD35=AO358),VLOOKUP(17,AN342:BC386,12,FALSE),IF(AND(AR2=1,AD35=AO359),VLOOKUP(18,AN342:BC386,12,FALSE),IF(AND(AR2=1,AD35=AO360),VLOOKUP(19,AN342:BC386,12,FALSE),IF(AND(AR2=1,AD35=AO361),VLOOKUP(20,AN342:BC386,12,FALSE),IF(AND(AR2=1,AD35=AO362),VLOOKUP(21,AN342:BC386,12,FALSE),IF(AND(AR2=1,AD35=AO363),VLOOKUP(22,AN342:BC386,12,FALSE),IF(AND(AR2=1,AD35=AO364),VLOOKUP(23,AN342:BC386,12,FALSE),IF(AND(AR2=1,AD35=AO365),VLOOKUP(24,AN342:BC386,12,FALSE),IF(AND(AR2=1,AD35=AO366),VLOOKUP(25,AN342:BC386,12,FALSE),IF(AND(AR2=1,AD35=AO367),VLOOKUP(26,AN342:BC386,12,FALSE),IF(AND(AR2=1,AD35=AO368),VLOOKUP(27,AN342:BC386,12,FALSE),IF(AND(AR2=1,AD35=AO369),VLOOKUP(28,AN342:BC386,12,FALSE),IF(AND(AR2=1,AD35=AO370),VLOOKUP(29,AN342:BC386,12,FALSE),IF(AND(AR2=1,AD35=AO371),VLOOKUP(30,AN342:BC386,12,FALSE),IF(AND(AR2=1,AD35=AO372),VLOOKUP(31,AN342:BC386,12,FALSE),IF(AND(AR2=1,AD35=AO373),VLOOKUP(32,AN342:BC386,12,FALSE),IF(AND(AR2=1,AD35=AO374),VLOOKUP(33,AN342:BC386,12,FALSE),IF(AND(AR2=1,AD35=AO375),VLOOKUP(34,AN342:BC386,12,FALSE),IF(AND(AR2=1,AD35=AO376),VLOOKUP(35,AN342:BC386,12,FALSE),IF(AND(AR2=1,AD35=AO377),VLOOKUP(36,AN342:BC386,12,FALSE),IF(AND(AR2=1,AD35=AO378),VLOOKUP(37,AN342:BC386,12,FALSE),IF(AND(AR2=1,AD35=AO379),VLOOKUP(38,AN342:BC386,12,FALSE),IF(AND(AR2=1,AD35=AO380),VLOOKUP(39,AN342:BC386,12,FALSE),IF(AND(AR2=1,AD35=AO381),VLOOKUP(40,AN342:BC386,12,FALSE),IF(AND(AR2=1,AD35=AO382),VLOOKUP(41,AN342:BC386,12,FALSE),IF(AND(AR2=1,AD35=AO383),VLOOKUP(42,AN342:BC386,12,FALSE),IF(AND(AR2=1,AD35=AO384),VLOOKUP(43,AN342:BC386,12,FALSE),IF(AND(AR2=1,AD35=AO385),VLOOKUP(44,AN342:BC386,12,FALSE),IF(AND(AR2=1,AD35=AO386),VLOOKUP(45,AN342:BC386,12,FALSE))))))))))))))))))))))))))))))))))))))))))))))","v":1.85},"cm","ry",{"$f":"IF(AND(AR2=2,AD35=AO443),VLOOKUP(1,AN443:AW474,10,FALSE),IF(AND(AR2=2,AD35=AO444),VLOOKUP(2,AN443:AW474,10,FALSE),IF(AND(AR2=2,AD35=AO445),VLOOKUP(3,AN443:AW474,10,FALSE),IF(AND(AR2=2,AD35=AO446),VLOOKUP(4,AN443:AW474,10,FALSE),IF(AND(AR2=2,AD35=AO447),VLOOKUP(5,AN443:AW474,10,FALSE),IF(AND(AR2=2,AD35=AO448),VLOOKUP(6,AN443:AW474,10,FALSE),IF(AND(AR2=2,AD35=AO449),VLOOKUP(7,AN443:AW474,10,FALSE),IF(AND(AR2=2,AD35=AO450),VLOOKUP(8,AN443:AW474,10,FALSE),IF(AND(AR2=2,AD35=AO451),VLOOKUP(9,AN443:AW474,10,FALSE),IF(AND(AR2=2,AD35=AO452),VLOOKUP(10,AN443:AW474,10,FALSE),IF(AND(AR2=2,AD35=AO453),VLOOKUP(11,AN443:AW474,10,FALSE),IF(AND(AR2=2,AD35=AO454),VLOOKUP(12,AN443:AW474,10,FALSE),IF(AND(AR2=2,AD35=AO455),VLOOKUP(13,AN443:AW474,10,FALSE),IF(AND(AR2=2,AD35=AO456),VLOOKUP(14,AN443:AW474,10,FALSE),IF(AND(AR2=2,AD35=AO457),VLOOKUP(15,AN443:AW474,10,FALSE),IF(AND(AR2=2,AD35=AO458),VLOOKUP(16,AN443:AW474,10,FALSE),IF(AND(AR2=2,AD35=AO459),VLOOKUP(17,AN443:AW474,10,FALSE),IF(AND(AR2=2,AD35=AO460),VLOOKUP(18,AN443:AW474,10,FALSE),IF(AND(AR2=2,AD35=AO461),VLOOKUP(19,AN443:AW474,10,FALSE),IF(AND(AR2=2,AD35=AO462),VLOOKUP(20,AN443:AW474,10,FALSE),IF(AND(AR2=2,AD35=AO463),VLOOKUP(21,AN443:AW474,10,FALSE),IF(AND(AR2=2,AD35=AO464),VLOOKUP(22,AN443:AW474,10,FALSE),IF(AND(AR2=2,AD35=AO465),VLOOKUP(23,AN443:AW474,10,FALSE),IF(AND(AR2=2,AD35=AO466),VLOOKUP(24,AN443:AW474,10,FALSE),IF(AND(AR2=2,AD35=AO467),VLOOKUP(25,AN443:AW474,10,FALSE),IF(AND(AR2=2,AD35=AO468),VLOOKUP(26,AN443:AW474,10,FALSE),IF(AND(AR2=2,AD35=AO469),VLOOKUP(27,AN443:AW474,10,FALSE),IF(AND(AR2=2,AD35=AO470),VLOOKUP(28,AN443:AW474,10,FALSE),IF(AND(AR2=2,AD35=AO471),VLOOKUP(29,AN443:AW474,10,FALSE),IF(AND(AR2=2,AD35=AO472),VLOOKUP(30,AN443:AW474,10,FALSE),IF(AND(AR2=2,AD35=AO473),VLOOKUP(31,AN443:AW474,10,FALSE),IF(AND(AR2=2,AD35=AO474),VLOOKUP(32,AN443:AW474,10,FALSE)))))))))))))))))))))))))))))))))","v":false},"cm","ry",{"$f":"IF(AND(AR2=3,AD35=AO402),VLOOKUP(1,AN402:AZ427,13,FALSE),IF(AND(AR2=3,AD35=AO403),VLOOKUP(2,AN402:AZ427,13,FALSE),IF(AND(AR2=3,AD35=AO404),VLOOKUP(3,AN402:AZ427,13,FALSE),IF(AND(AR2=3,AD35=AO405),VLOOKUP(4,AN402:AZ427,13,FALSE),IF(AND(AR2=3,AD35=AO406),VLOOKUP(5,AN402:AZ427,13,FALSE),IF(AND(AR2=3,AD35=AO407),VLOOKUP(6,AN402:AZ427,13,FALSE),IF(AND(AR2=3,AD35=AO408),VLOOKUP(7,AN402:AZ427,13,FALSE),IF(AND(AR2=3,AD35=AO409),VLOOKUP(8,AN402:AZ427,13,FALSE),IF(AND(AR2=3,AD35=AO410),VLOOKUP(9,AN402:AZ427,13,FALSE),IF(AND(AR2=3,AD35=AO411),VLOOKUP(10,AN402:AZ427,13,FALSE),IF(AND(AR2=3,AD35=AO412),VLOOKUP(11,AN402:AZ427,13,FALSE),IF(AND(AR2=3,AD35=AO413),VLOOKUP(12,AN402:AZ427,13,FALSE),IF(AND(AR2=3,AD35=AO414),VLOOKUP(13,AN402:AZ427,13,FALSE),IF(AND(AR2=3,AD35=AO415),VLOOKUP(14,AN402:AZ427,13,FALSE),IF(AND(AR2=3,AD35=AO416),VLOOKUP(15,AN402:AZ427,13,FALSE),IF(AND(AR2=3,AD35=AO417),VLOOKUP(16,AN402:AZ427,13,FALSE),IF(AND(AR2=3,AD35=AO418),VLOOKUP(17,AN402:AZ427,13,FALSE),IF(AND(AR2=3,AD35=AO419),VLOOKUP(18,AN402:AZ427,13,FALSE),IF(AND(AR2=3,AD35=AO420),VLOOKUP(19,AN402:AZ427,13,FALSE),IF(AND(AR2=3,AD35=AO421),VLOOKUP(20,AN402:AZ427,13,FALSE),IF(AND(AR2=3,AD35=AO422),VLOOKUP(21,AN402:AZ427,13,FALSE),IF(AND(AR2=3,AD35=AO423),VLOOKUP(22,AN402:AZ427,13,FALSE),IF(AND(AR2=3,AD35=AO424),VLOOKUP(23,AN402:AZ427,13,FALSE),IF(AND(AR2=3,AD35=AO425),VLOOKUP(24,AN402:AZ427,13,FALSE),IF(AND(AR2=3,AD35=AO426),VLOOKUP(25,AN402:AZ427,13,FALSE),IF(AND(AR2=3,AD35=AO427),VLOOKUP(26,AN402:AZ427,13,FALSE)))))))))))))))))))))))))))","v":false},"cm","ry",{"$f":"BB31","v":false},"cm","ry",{"$f":"IF(AND(AR2=5,AD35=AO126),VLOOKUP(1,AN126:BD141,15,FALSE),IF(AND(AR2=5,AD35=AO127),VLOOKUP(2,AN126:BD141,15,FALSE),IF(AND(AR2=5,AD35=AO128),VLOOKUP(3,AN126:BD141,15,FALSE),IF(AND(AR2=5,AD35=AO129),VLOOKUP(4,AN126:BD141,15,FALSE),IF(AND(AR2=5,AD35=AO130),VLOOKUP(5,AN126:BD141,15,FALSE),IF(AND(AR2=5,AD35=AO131),VLOOKUP(6,AN126:BD141,15,FALSE),IF(AND(AR2=5,AD35=AO132),VLOOKUP(7,AN126:BD141,15,FALSE),IF(AND(AR2=5,AD35=AO133),VLOOKUP(8,AN126:BD141,15,FALSE),IF(AND(AR2=5,AD35=AO134),VLOOKUP(9,AN126:BD141,15,FALSE),IF(AND(AR2=5,AD35=AO135),VLOOKUP(10,AN126:BD141,15,FALSE),IF(AND(AR2=5,AD35=AO136),VLOOKUP(11,AN126:BD141,15,FALSE),IF(AND(AR2=5,AD35=AO137),VLOOKUP(12,AN126:BD141,15,FALSE),IF(AND(AR2=5,AD35=AO138),VLOOKUP(13,AN126:BD141,15,FALSE),IF(AND(AR2=5,AD35=AO139),VLOOKUP(14,AN126:BD141,15,FALSE),IF(AND(AR2=5,AD35=AO140),VLOOKUP(15,AN126:BD141,15,FALSE),IF(AND(AR2=5,AD35=AO141),VLOOKUP(16,AN126:BD141,15,FALSE)))))))))))))))))","v":false},"cm","ry",{"$f":"IF(AND(AR2=6,AD35=AO218),VLOOKUP(1,AN218:BQ290,24,FALSE),IF(AND(AR2=6,AD35=AO219),VLOOKUP(2,AN218:BQ290,24,FALSE),IF(AND(AR2=6,AD35=AO220),VLOOKUP(3,AN218:BQ290,24,FALSE),IF(AND(AR2=6,AD35=AO221),VLOOKUP(4,AN218:BQ290,24,FALSE),IF(AND(AR2=6,AD35=AO222),VLOOKUP(5,AN218:BQ290,24,FALSE),IF(AND(AR2=6,AD35=AO223),VLOOKUP(6,AN218:BQ290,24,FALSE),IF(AND(AR2=6,AD35=AO224),VLOOKUP(7,AN218:BQ290,24,FALSE),IF(AND(AR2=6,AD35=AO225),VLOOKUP(8,AN218:BQ290,24,FALSE),IF(AND(AR2=6,AD35=AO226),VLOOKUP(9,AN218:BQ290,24,FALSE),IF(AND(AR2=6,AD35=AO227),VLOOKUP(10,AN218:BQ290,24,FALSE),IF(AND(AR2=6,AD35=AO228),VLOOKUP(11,AN218:BQ290,24,FALSE),IF(AND(AR2=6,AD35=AO229),VLOOKUP(12,AN218:BQ290,24,FALSE),IF(AND(AR2=6,AD35=AO230),VLOOKUP(13,AN218:BQ290,24,FALSE),IF(AND(AR2=6,AD35=AO231),VLOOKUP(14,AN218:BQ290,24,FALSE),IF(AND(AR2=6,AD35=AO232),VLOOKUP(15,AN218:BQ290,24,FALSE),IF(AND(AR2=6,AD35=AO233),VLOOKUP(16,AN218:BQ290,24,FALSE),IF(AND(AR2=6,AD35=AO234),VLOOKUP(17,AN218:BQ290,24,FALSE),IF(AND(AR2=6,AD35=AO235),VLOOKUP(18,AN218:BQ290,24,FALSE),IF(AND(AR2=6,AD35=AO236),VLOOKUP(19,AN218:BQ290,24,FALSE),IF(AND(AR2=6,AD35=AO237),VLOOKUP(20,AN218:BQ290,24,FALSE),IF(AND(AR2=6,AD35=AO238),VLOOKUP(21,AN218:BQ290,24,FALSE),IF(AND(AR2=6,AD35=AO239),VLOOKUP(22,AN218:BQ290,24,FALSE),IF(AND(AR2=6,AD35=AO240),VLOOKUP(23,AN218:BQ290,24,FALSE),IF(AND(AR2=6,AD35=AO241),VLOOKUP(24,AN218:BQ290,24,FALSE),IF(AND(AR2=6,AD35=AO242),VLOOKUP(25,AN218:BQ290,24,FALSE),IF(AND(AR2=6,AD35=AO243),VLOOKUP(26,AN218:BQ290,24,FALSE),IF(AND(AR2=6,AD35=AO244),VLOOKUP(27,AN218:BQ290,24,FALSE),IF(AND(AR2=6,AD35=AO245),VLOOKUP(28,AN218:BQ290,24,FALSE),IF(AND(AR2=6,AD35=AO246),VLOOKUP(29,AN218:BQ290,24,FALSE),IF(AND(AR2=6,AD35=AO247),VLOOKUP(30,AN218:BQ290,24,FALSE),IF(AND(AR2=6,AD35=AO248),VLOOKUP(31,AN218:BQ290,24,FALSE),IF(AND(AR2=6,AD35=AO249),VLOOKUP(32,AN218:BQ290,24,FALSE),IF(AND(AR2=6,AD35=AO250),VLOOKUP(33,AN218:BQ290,24,FALSE),IF(AND(AR2=6,AD35=AO251),VLOOKUP(34,AN218:BQ290,24,FALSE),IF(AND(AR2=6,AD35=AO252),VLOOKUP(35,AN218:BQ290,24,FALSE),IF(AND(AR2=6,AD35=AO253),VLOOKUP(36,AN218:BQ290,24,FALSE),IF(AND(AR2=6,AD35=AO254),VLOOKUP(37,AN218:BQ290,24,FALSE),IF(AND(AR2=6,AD35=AO255),VLOOKUP(38,AN218:BQ290,24,FALSE),IF(AND(AR2=6,AD35=AO256),VLOOKUP(39,AN218:BQ290,24,FALSE),IF(AND(AR2=6,AD35=AO257),VLOOKUP(40,AN218:BQ290,24,FALSE),IF(AND(AR2=6,AD35=AO258),VLOOKUP(41,AN218:BQ290,24,FALSE),IF(AND(AR2=6,AD35=AO259),VLOOKUP(42,AN218:BQ290,24,FALSE),IF(AND(AR2=6,AD35=AO260),VLOOKUP(43,AN218:BQ290,24,FALSE),IF(AND(AR2=6,AD35=AO261),VLOOKUP(44,AN218:BQ290,24,FALSE),IF(AND(AR2=6,AD35=AO262),VLOOKUP(45,AN218:BQ290,24,FALSE),IF(AND(AR2=6,AD35=AO263),VLOOKUP(46,AN218:BQ290,24,FALSE),IF(AND(AR2=6,AD35=AO264),VLOOKUP(47,AN218:BQ290,24,FALSE),IF(AND(AR2=6,AD35=AO265),VLOOKUP(48,AN218:BQ290,24,FALSE),IF(AND(AR2=6,AD35=AO266),VLOOKUP(49,AN218:BQ290,24,FALSE),IF(AND(AR2=6,AD35=AO267),VLOOKUP(50,AN218:BQ290,24,FALSE),IF(AND(AR2=6,AD35=AO268),VLOOKUP(51,AN218:BQ290,24,FALSE),IF(AND(AR2=6,AD35=AO269),VLOOKUP(52,AN218:BQ290,24,FALSE),IF(AND(AR2=6,AD35=AO270),VLOOKUP(53,AN218:BQ290,24,FALSE),IF(AND(AR2=6,AD35=AO271),VLOOKUP(54,AN218:BQ290,24,FALSE),IF(AND(AR2=6,AD35=AO272),VLOOKUP(55,AN218:BQ290,24,FALSE),IF(AND(AR2=6,AD35=AO273),VLOOKUP(56,AN218:BQ290,24,FALSE),IF(AND(AR2=6,AD35=AO274),VLOOKUP(57,AN218:BQ290,24,FALSE),IF(AND(AR2=6,AD35=AO275),VLOOKUP(58,AN218:BQ290,24,FALSE),IF(AND(AR2=6,AD35=AO276),VLOOKUP(59,AN218:BQ290,24,FALSE),IF(AND(AR2=6,AD35=AO277),VLOOKUP(60,AN218:BQ290,24,FALSE),IF(AND(AR2=6,AD35=AO278),VLOOKUP(61,AN218:BQ290,24,FALSE),IF(AND(AR2=6,AD35=AO279),VLOOKUP(62,AN218:BQ290,24,FALSE),IF(AND(AR2=6,AD35=AO280),VLOOKUP(63,AN218:BQ290,24,FALSE),IF(AND(AR2=6,AD35=AO281),VLOOKUP(64,AN218:BQ290,24,FALSE)))))))))))))))))))))))))))))))))))))))))))))))))))))))))))))))))","v":false},"cm","ry",{"$f":"IF(AND(AR2=7,AD35=AO308),VLOOKUP(1,AN308:BB327,13,FALSE),IF(AND(AR2=7,AD35=AO309),VLOOKUP(2,AN308:BB327,13,FALSE),IF(AND(AR2=7,AD35=AO310),VLOOKUP(3,AN308:BB327,13,FALSE),IF(AND(AR2=7,AD35=AO311),VLOOKUP(4,AN308:BB327,13,FALSE),IF(AND(AR2=7,AD35=AO312),VLOOKUP(5,AN308:BB327,13,FALSE),IF(AND(AR2=7,AD35=AO313),VLOOKUP(6,AN308:BB327,13,FALSE),IF(AND(AR2=7,AD35=AO314),VLOOKUP(7,AN308:BB327,13,FALSE),IF(AND(AR2=7,AD35=AO315),VLOOKUP(8,AN308:BB327,13,FALSE),IF(AND(AR2=7,AD35=AO316),VLOOKUP(9,AN308:BB327,13,FALSE),IF(AND(AR2=7,AD35=AO317),VLOOKUP(10,AN308:BB327,13,FALSE),IF(AND(AR2=7,AD35=AO318),VLOOKUP(11,AN308:BB327,13,FALSE),IF(AND(AR2=7,AD35=AO319),VLOOKUP(12,AN308:BB327,13,FALSE),IF(AND(AR2=7,AD35=AO320),VLOOKUP(13,AN308:BB327,13,FALSE),IF(AND(AR2=7,AD35=AO321),VLOOKUP(14,AN308:BB327,13,FALSE),IF(AND(AR2=7,AD35=AO322),VLOOKUP(15,AN308:BB327,13,FALSE),IF(AND(AR2=7,AD35=AO323),VLOOKUP(16,AN308:BB327,13,FALSE),IF(AND(AR2=7,AD35=AO324),VLOOKUP(17,AN308:BB327,13,FALSE),IF(AND(AR2=7,AD35=AO325),VLOOKUP(18,AN308:BB327,13,FALSE),IF(AND(AR2=7,AD35=AO326),VLOOKUP(19,AN308:BB327,13,FALSE),IF(AND(AR2=7,AD35=AO327),VLOOKUP(20,AN308:BB327,13,FALSE)))))))))))))))))))))","v":false},"cm","ry",{"$f":"IF(AND(AR2=8,AD35=AO1062),VLOOKUP(1,AN1062:BG1074,16,FALSE),IF(AND(AR2=8,AD35=AO1063),VLOOKUP(2,AN1062:BG1074,16,FALSE),IF(AND(AR2=8,AD35=AO1064),VLOOKUP(3,AN1062:BG1074,16,FALSE),IF(AND(AR2=8,AD35=AO1065),VLOOKUP(4,AN1062:BG1074,16,FALSE),IF(AND(AR2=8,AD35=AO1066),VLOOKUP(5,AN1062:BG1074,16,FALSE),IF(AND(AR2=8,AD35=AO1067),VLOOKUP(6,AN1062:BG1074,16,FALSE),IF(AND(AR2=8,AD35=AO1068),VLOOKUP(7,AN1062:BG1074,16,FALSE),IF(AND(AR2=8,AD35=AO1069),VLOOKUP(8,AN1062:BG1074,16,FALSE),IF(AND(AR2=8,AD35=AO1070),VLOOKUP(9,AN1062:BG1074,16,FALSE),IF(AND(AR2=8,AD35=AO1071),VLOOKUP(10,AN1062:BG1074,16,FALSE),IF(AND(AR2=8,AD35=AO1072),VLOOKUP(11,AN1062:BG1074,16,FALSE),IF(AND(AR2=8,AD35=AO1073),VLOOKUP(12,AN1062:BG1074,16,FALSE),IF(AND(AR2=8,AD35=AO1074),VLOOKUP(13,AN1062:BG1074,16,FALSE))))))))))))))","v":false},"cm"]
[null,null,null,null,null,null,null,null,null,null,null,null,null,null,null,null,null,null,null,null,null,null,null,null,null,null,null,null,null,null,null,null,null,null,null,null,null,null,null,null,null,null,null,"Section Area",{"$f":"IF(AND(AR2=1,AD35=AO342),VLOOKUP(1,AN342:BC386,5,FALSE),IF(AND(AR2=1,AD35=AO343),VLOOKUP(2,AN342:BC386,5,FALSE),IF(AND(AR2=1,AD35=AO344),VLOOKUP(3,AN342:BC386,5,FALSE),IF(AND(AR2=1,AD35=AO345),VLOOKUP(4,AN342:BC386,5,FALSE),IF(AND(AR2=1,AD35=AO346),VLOOKUP(5,AN342:BC386,5,FALSE),IF(AND(AR2=1,AD35=AO347),VLOOKUP(6,AN342:BC386,5,FALSE),IF(AND(AR2=1,AD35=AO348),VLOOKUP(7,AN342:BC386,5,FALSE),IF(AND(AR2=1,AD35=AO349),VLOOKUP(8,AN342:BC386,5,FALSE),IF(AND(AR2=1,AD35=AO350),VLOOKUP(9,AN342:BC386,5,FALSE),IF(AND(AR2=1,AD35=AO351),VLOOKUP(10,AN342:BC386,5,FALSE),IF(AND(AR2=1,AD35=AO352),VLOOKUP(11,AN342:BC386,5,FALSE),IF(AND(AR2=1,AD35=AO353),VLOOKUP(12,AN342:BC386,5,FALSE),IF(AND(AR2=1,AD35=AO354),VLOOKUP(13,AN342:BC386,5,FALSE),IF(AND(AR2=1,AD35=AO355),VLOOKUP(14,AN342:BC386,5,FALSE),IF(AND(AR2=1,AD35=AO356),VLOOKUP(15,AN342:BC386,5,FALSE),IF(AND(AR2=1,AD35=AO357),VLOOKUP(16,AN342:BC386,5,FALSE),IF(AND(AR2=1,AD35=AO358),VLOOKUP(17,AN342:BC386,5,FALSE),IF(AND(AR2=1,AD35=AO359),VLOOKUP(18,AN342:BC386,5,FALSE),IF(AND(AR2=1,AD35=AO360),VLOOKUP(19,AN342:BC386,5,FALSE),IF(AND(AR2=1,AD35=AO361),VLOOKUP(20,AN342:BC386,5,FALSE),IF(AND(AR2=1,AD35=AO362),VLOOKUP(21,AN342:BC386,5,FALSE),IF(AND(AR2=1,AD35=AO363),VLOOKUP(22,AN342:BC386,5,FALSE),IF(AND(AR2=1,AD35=AO364),VLOOKUP(23,AN342:BC386,5,FALSE),IF(AND(AR2=1,AD35=AO365),VLOOKUP(24,AN342:BC386,5,FALSE),IF(AND(AR2=1,AD35=AO366),VLOOKUP(25,AN342:BC386,5,FALSE),IF(AND(AR2=1,AD35=AO367),VLOOKUP(26,AN342:BC386,5,FALSE),IF(AND(AR2=1,AD35=AO368),VLOOKUP(27,AN342:BC386,5,FALSE),IF(AND(AR2=1,AD35=AO369),VLOOKUP(28,AN342:BC386,5,FALSE),IF(AND(AR2=1,AD35=AO370),VLOOKUP(29,AN342:BC386,5,FALSE),IF(AND(AR2=1,AD35=AO371),VLOOKUP(30,AN342:BC386,5,FALSE),IF(AND(AR2=1,AD35=AO372),VLOOKUP(31,AN342:BC386,5,FALSE),IF(AND(AR2=1,AD35=AO373),VLOOKUP(32,AN342:BC386,5,FALSE),IF(AND(AR2=1,AD35=AO374),VLOOKUP(33,AN342:BC386,5,FALSE),IF(AND(AR2=1,AD35=AO375),VLOOKUP(34,AN342:BC386,5,FALSE),IF(AND(AR2=1,AD35=AO376),VLOOKUP(35,AN342:BC386,5,FALSE),IF(AND(AR2=1,AD35=AO377),VLOOKUP(36,AN342:BC386,5,FALSE),IF(AND(AR2=1,AD35=AO378),VLOOKUP(37,AN342:BC386,5,FALSE),IF(AND(AR2=1,AD35=AO379),VLOOKUP(38,AN342:BC386,5,FALSE),IF(AND(AR2=1,AD35=AO380),VLOOKUP(39,AN342:BC386,5,FALSE),IF(AND(AR2=1,AD35=AO381),VLOOKUP(40,AN342:BC386,5,FALSE),IF(AND(AR2=1,AD35=AO382),VLOOKUP(41,AN342:BC386,5,FALSE),IF(AND(AR2=1,AD35=AO383),VLOOKUP(42,AN342:BC386,5,FALSE),IF(AND(AR2=1,AD35=AO384),VLOOKUP(43,AN342:BC386,5,FALSE),IF(AND(AR2=1,AD35=AO385),VLOOKUP(44,AN342:BC386,5,FALSE),IF(AND(AR2=1,AD35=AO386),VLOOKUP(45,AN342:BC386,5,FALSE))))))))))))))))))))))))))))))))))))))))))))))","v":7.8070000000000004},"cm2","Section Area",{"$f":"IF(AND(AR2=2,AD35=AO443),VLOOKUP(1,AN443:AW474,7,FALSE),IF(AND(AR2=2,AD35=AO444),VLOOKUP(2,AN443:AW474,7,FALSE),IF(AND(AR2=2,AD35=AO445),VLOOKUP(3,AN443:AW474,7,FALSE),IF(AND(AR2=2,AD35=AO446),VLOOKUP(4,AN443:AW474,7,FALSE),IF(AND(AR2=2,AD35=AO447),VLOOKUP(5,AN443:AW474,7,FALSE),IF(AND(AR2=2,AD35=AO448),VLOOKUP(6,AN443:AW474,7,FALSE),IF(AND(AR2=2,AD35=AO449),VLOOKUP(7,AN443:AW474,7,FALSE),IF(AND(AR2=2,AD35=AO450),VLOOKUP(8,AN443:AW474,7,FALSE),IF(AND(AR2=2,AD35=AO451),VLOOKUP(9,AN443:AW474,7,FALSE),IF(AND(AR2=2,AD35=AO452),VLOOKUP(10,AN443:AW474,7,FALSE),IF(AND(AR2=2,AD35=AO453),VLOOKUP(11,AN443:AW474,7,FALSE),IF(AND(AR2=2,AD35=AO454),VLOOKUP(12,AN443:AW474,7,FALSE),IF(AND(AR2=2,AD35=AO455),VLOOKUP(13,AN443:AW474,7,FALSE),IF(AND(AR2=2,AD35=AO456),VLOOKUP(14,AN443:AW474,7,FALSE),IF(AND(AR2=2,AD35=AO457),VLOOKUP(15,AN443:AW474,7,FALSE),IF(AND(AR2=2,AD35=AO458),VLOOKUP(16,AN443:AW474,7,FALSE),IF(AND(AR2=2,AD35=AO459),VLOOKUP(17,AN443:AW474,7,FALSE),IF(AND(AR2=2,AD35=AO460),VLOOKUP(18,AN443:AW474,7,FALSE),IF(AND(AR2=2,AD35=AO461),VLOOKUP(19,AN443:AW474,7,FALSE),IF(AND(AR2=2,AD35=AO462),VLOOKUP(20,AN443:AW474,7,FALSE),IF(AND(AR2=2,AD35=AO463),VLOOKUP(21,AN443:AW474,7,FALSE),IF(AND(AR2=2,AD35=AO464),VLOOKUP(22,AN443:AW474,7,FALSE),IF(AND(AR2=2,AD35=AO465),VLOOKUP(23,AN443:AW474,7,FALSE),IF(AND(AR2=2,AD35=AO466),VLOOKUP(24,AN443:AW474,7,FALSE),IF(AND(AR2=2,AD35=AO467),VLOOKUP(25,AN443:AW474,7,FALSE),IF(AND(AR2=2,AD35=AO468),VLOOKUP(26,AN443:AW474,7,FALSE),IF(AND(AR2=2,AD35=AO469),VLOOKUP(27,AN443:AW474,7,FALSE),IF(AND(AR2=2,AD35=AO470),VLOOKUP(28,AN443:AW474,7,FALSE),IF(AND(AR2=2,AD35=AO471),VLOOKUP(29,AN443:AW474,7,FALSE),IF(AND(AR2=2,AD35=AO472),VLOOKUP(30,AN443:AW474,7,FALSE),IF(AND(AR2=2,AD35=AO473),VLOOKUP(31,AN443:AW474,7,FALSE),IF(AND(AR2=2,AD35=AO474),VLOOKUP(32,AN443:AW474,7,FALSE)))))))))))))))))))))))))))))))))","v":false},"cm2","Section Area",{"$f":"IF(AND(AR2=3,AD35=AO402),VLOOKUP(1,AN402:AZ427,7,FALSE),IF(AND(AR2=3,AD35=AO403),VLOOKUP(2,AN402:AZ427,7,FALSE),IF(AND(AR2=3,AD35=AO404),VLOOKUP(3,AN402:AZ427,7,FALSE),IF(AND(AR2=3,AD35=AO405),VLOOKUP(4,AN402:AZ427,7,FALSE),IF(AND(AR2=3,AD35=AO406),VLOOKUP(5,AN402:AZ427,7,FALSE),IF(AND(AR2=3,AD35=AO407),VLOOKUP(6,AN402:AZ427,7,FALSE),IF(AND(AR2=3,AD35=AO408),VLOOKUP(7,AN402:AZ427,7,FALSE),IF(AND(AR2=3,AD35=AO409),VLOOKUP(8,AN402:AZ427,7,FALSE),IF(AND(AR2=3,AD35=AO410),VLOOKUP(9,AN402:AZ427,7,FALSE),IF(AND(AR2=3,AD35=AO411),VLOOKUP(10,AN402:AZ427,7,FALSE),IF(AND(AR2=3,AD35=AO412),VLOOKUP(11,AN402:AZ427,7,FALSE),IF(AND(AR2=3,AD35=AO413),VLOOKUP(12,AN402:AZ427,7,FALSE),IF(AND(AR2=3,AD35=AO414),VLOOKUP(13,AN402:AZ427,7,FALSE),IF(AND(AR2=3,AD35=AO415),VLOOKUP(14,AN402:AZ427,7,FALSE),IF(AND(AR2=3,AD35=AO416),VLOOKUP(15,AN402:AZ427,7,FALSE),IF(AND(AR2=3,AD35=AO417),VLOOKUP(16,AN402:AZ427,7,FALSE),IF(AND(AR2=3,AD35=AO418),VLOOKUP(17,AN402:AZ427,7,FALSE),IF(AND(AR2=3,AD35=AO419),VLOOKUP(18,AN402:AZ427,7,FALSE),IF(AND(AR2=3,AD35=AO420),VLOOKUP(19,AN402:AZ427,7,FALSE),IF(AND(AR2=3,AD35=AO421),VLOOKUP(20,AN402:AZ427,7,FALSE),IF(AND(AR2=3,AD35=AO422),VLOOKUP(21,AN402:AZ427,7,FALSE),IF(AND(AR2=3,AD35=AO423),VLOOKUP(22,AN402:AZ427,7,FALSE),IF(AND(AR2=3,AD35=AO424),VLOOKUP(23,AN402:AZ427,7,FALSE),IF(AND(AR2=3,AD35=AO425),VLOOKUP(24,AN402:AZ427,7,FALSE),IF(AND(AR2=3,AD35=AO426),VLOOKUP(25,AN402:AZ427,7,FALSE),IF(AND(AR2=3,AD35=AO427),VLOOKUP(26,AN402:AZ427,7,FALSE)))))))))))))))))))))))))))","v":false},"cm2","Section Area",{"$f":"IF(AND(AR2=4,AD35=AO157),VLOOKUP(1,AN157:BG202,7,FALSE),IF(AND(AR2=4,AD35=AO158),VLOOKUP(2,AN157:BG202,7,FALSE),IF(AND(AR2=4,AD35=AO159),VLOOKUP(3,AN157:BG202,7,FALSE),IF(AND(AR2=4,AD35=AO160),VLOOKUP(4,AN157:BG202,7,FALSE),IF(AND(AR2=4,AD35=AO161),VLOOKUP(5,AN157:BG202,7,FALSE),IF(AND(AR2=4,AD35=AO162),VLOOKUP(6,AN157:BG202,7,FALSE),IF(AND(AR2=4,AD35=AO163),VLOOKUP(7,AN157:BG202,7,FALSE),IF(AND(AR2=4,AD35=AO164),VLOOKUP(8,AN157:BG202,7,FALSE),IF(AND(AR2=4,AD35=AO165),VLOOKUP(9,AN157:BG202,7,FALSE),IF(AND(AR2=4,AD35=AO166),VLOOKUP(10,AN157:BG202,7,FALSE),IF(AND(AR2=4,AD35=AO167),VLOOKUP(11,AN157:BG202,7,FALSE),IF(AND(AR2=4,AD35=AO168),VLOOKUP(12,AN157:BG202,7,FALSE),IF(AND(AR2=4,AD35=AO169),VLOOKUP(13,AN157:BG202,7,FALSE),IF(AND(AR2=4,AD35=AO170),VLOOKUP(14,AN157:BG202,7,FALSE),IF(AND(AR2=4,AD35=AO171),VLOOKUP(15,AN157:BG202,7,FALSE),IF(AND(AR2=4,AD35=AO172),VLOOKUP(16,AN157:BG202,7,FALSE),IF(AND(AR2=4,AD35=AO173),VLOOKUP(17,AN157:BG202,7,FALSE),IF(AND(AR2=4,AD35=AO174),VLOOKUP(18,AN157:BG202,7,FALSE),IF(AND(AR2=4,AD35=AO175),VLOOKUP(19,AN157:BG202,7,FALSE),IF(AND(AR2=4,AD35=AO176),VLOOKUP(20,AN157:BG202,7,FALSE),IF(AND(AR2=4,AD35=AO177),VLOOKUP(21,AN157:BG202,7,FALSE),IF(AND(AR2=4,AD35=AO178),VLOOKUP(22,AN157:BG202,7,FALSE),IF(AND(AR2=4,AD35=AO179),VLOOKUP(23,AN157:BG202,7,FALSE),IF(AND(AR2=4,AD35=AO180),VLOOKUP(24,AN157:BG202,7,FALSE),IF(AND(AR2=4,AD35=AO181),VLOOKUP(25,AN157:BG202,7,FALSE),IF(AND(AR2=4,AD35=AO182),VLOOKUP(26,AN157:BG202,7,FALSE),IF(AND(AR2=4,AD35=AO183),VLOOKUP(27,AN157:BG202,7,FALSE),IF(AND(AR2=4,AD35=AO184),VLOOKUP(28,AN157:BG202,7,FALSE),IF(AND(AR2=4,AD35=AO185),VLOOKUP(29,AN157:BG202,7,FALSE),IF(AND(AR2=4,AD35=AO186),VLOOKUP(30,AN157:BG202,7,FALSE),IF(AND(AR2=4,AD35=AO187),VLOOKUP(31,AN157:BG202,7,FALSE),IF(AND(AR2=4,AD35=AO188),VLOOKUP(32,AN157:BG202,7,FALSE),IF(AND(AR2=4,AD35=AO189),VLOOKUP(33,AN157:BG202,7,FALSE),IF(AND(AR2=4,AD35=AO190),VLOOKUP(34,AN157:BG202,7,FALSE),IF(AND(AR2=4,AD35=AO191),VLOOKUP(35,AN157:BG202,7,FALSE),IF(AND(AR2=4,AD35=AO192),VLOOKUP(36,AN157:BG202,7,FALSE),IF(AND(AR2=4,AD35=AO193),VLOOKUP(37,AN157:BG202,7,FALSE),IF(AND(AR2=4,AD35=AO194),VLOOKUP(38,AN157:BG202,7,FALSE),IF(AND(AR2=4,AD35=AO195),VLOOKUP(39,AN157:BG202,7,FALSE),IF(AND(AR2=4,AD35=AO196),VLOOKUP(40,AN157:BG202,7,FALSE),IF(AND(AR2=4,AD35=AO197),VLOOKUP(41,AN157:BG202,7,FALSE),IF(AND(AR2=4,AD35=AO198),VLOOKUP(42,AN157:BG202,7,FALSE),IF(AND(AR2=4,AD35=AO199),VLOOKUP(43,AN157:BG202,7,FALSE),IF(AND(AR2=4,AD35=AO200),VLOOKUP(44,AN157:BG202,7,FALSE),IF(AND(AR2=4,AD35=AO201),VLOOKUP(45,AN157:BG202,7,FALSE),IF(AND(AR2=4,AD35=AO202),VLOOKUP(46,AN157:BG202,7,FALSE)))))))))))))))))))))))))))))))))))))))))))))))","v":false},"cm2","Section Area",{"$f":"IF(AND(AR2=5,AD35=AO126),VLOOKUP(1,AN126:BD141,8,FALSE),IF(AND(AR2=5,AD35=AO127),VLOOKUP(2,AN126:BD141,8,FALSE),IF(AND(AR2=5,AD35=AO128),VLOOKUP(3,AN126:BD141,8,FALSE),IF(AND(AR2=5,AD35=AO129),VLOOKUP(4,AN126:BD141,8,FALSE),IF(AND(AR2=5,AD35=AO130),VLOOKUP(5,AN126:BD141,8,FALSE),IF(AND(AR2=5,AD35=AO131),VLOOKUP(6,AN126:BD141,8,FALSE),IF(AND(AR2=5,AD35=AO132),VLOOKUP(7,AN126:BD141,8,FALSE),IF(AND(AR2=5,AD35=AO133),VLOOKUP(8,AN126:BD141,8,FALSE),IF(AND(AR2=5,AD35=AO134),VLOOKUP(9,AN126:BD141,8,FALSE),IF(AND(AR2=5,AD35=AO135),VLOOKUP(10,AN126:BD141,8,FALSE),IF(AND(AR2=5,AD35=AO136),VLOOKUP(11,AN126:BD141,8,FALSE),IF(AND(AR2=5,AD35=AO137),VLOOKUP(12,AN126:BD141,8,FALSE),IF(AND(AR2=5,AD35=AO138),VLOOKUP(13,AN126:BD141,8,FALSE),IF(AND(AR2=5,AD35=AO139),VLOOKUP(14,AN126:BD141,8,FALSE),IF(AND(AR2=5,AD35=AO140),VLOOKUP(15,AN126:BD141,8,FALSE),IF(AND(AR2=5,AD35=AO141),VLOOKUP(16,AN126:BD141,8,FALSE)))))))))))))))))","v":false},"cm2","Section Area",{"$f":"IF(AND(AR2=6,AD35=AO218),VLOOKUP(1,AN218:BQ290,16,FALSE),IF(AND(AR2=6,AD35=AO219),VLOOKUP(2,AN218:BQ290,16,FALSE),IF(AND(AR2=6,AD35=AO220),VLOOKUP(3,AN218:BQ290,16,FALSE),IF(AND(AR2=6,AD35=AO221),VLOOKUP(4,AN218:BQ290,16,FALSE),IF(AND(AR2=6,AD35=AO222),VLOOKUP(5,AN218:BQ290,16,FALSE),IF(AND(AR2=6,AD35=AO223),VLOOKUP(6,AN218:BQ290,16,FALSE),IF(AND(AR2=6,AD35=AO224),VLOOKUP(7,AN218:BQ290,16,FALSE),IF(AND(AR2=6,AD35=AO225),VLOOKUP(8,AN218:BQ290,16,FALSE),IF(AND(AR2=6,AD35=AO226),VLOOKUP(9,AN218:BQ290,16,FALSE),IF(AND(AR2=6,AD35=AO227),VLOOKUP(10,AN218:BQ290,16,FALSE),IF(AND(AR2=6,AD35=AO228),VLOOKUP(11,AN218:BQ290,16,FALSE),IF(AND(AR2=6,AD35=AO229),VLOOKUP(12,AN218:BQ290,16,FALSE),IF(AND(AR2=6,AD35=AO230),VLOOKUP(13,AN218:BQ290,16,FALSE),IF(AND(AR2=6,AD35=AO231),VLOOKUP(14,AN218:BQ290,16,FALSE),IF(AND(AR2=6,AD35=AO232),VLOOKUP(15,AN218:BQ290,16,FALSE),IF(AND(AR2=6,AD35=AO233),VLOOKUP(16,AN218:BQ290,16,FALSE),IF(AND(AR2=6,AD35=AO234),VLOOKUP(17,AN218:BQ290,16,FALSE),IF(AND(AR2=6,AD35=AO235),VLOOKUP(18,AN218:BQ290,16,FALSE),IF(AND(AR2=6,AD35=AO236),VLOOKUP(19,AN218:BQ290,16,FALSE),IF(AND(AR2=6,AD35=AO237),VLOOKUP(20,AN218:BQ290,16,FALSE),IF(AND(AR2=6,AD35=AO238),VLOOKUP(21,AN218:BQ290,16,FALSE),IF(AND(AR2=6,AD35=AO239),VLOOKUP(22,AN218:BQ290,16,FALSE),IF(AND(AR2=6,AD35=AO240),VLOOKUP(23,AN218:BQ290,16,FALSE),IF(AND(AR2=6,AD35=AO241),VLOOKUP(24,AN218:BQ290,16,FALSE),IF(AND(AR2=6,AD35=AO242),VLOOKUP(25,AN218:BQ290,16,FALSE),IF(AND(AR2=6,AD35=AO243),VLOOKUP(26,AN218:BQ290,16,FALSE),IF(AND(AR2=6,AD35=AO244),VLOOKUP(27,AN218:BQ290,16,FALSE),IF(AND(AR2=6,AD35=AO245),VLOOKUP(28,AN218:BQ290,16,FALSE),IF(AND(AR2=6,AD35=AO246),VLOOKUP(29,AN218:BQ290,16,FALSE),IF(AND(AR2=6,AD35=AO247),VLOOKUP(30,AN218:BQ290,16,FALSE),IF(AND(AR2=6,AD35=AO248),VLOOKUP(31,AN218:BQ290,16,FALSE),IF(AND(AR2=6,AD35=AO249),VLOOKUP(32,AN218:BQ290,16,FALSE),IF(AND(AR2=6,AD35=AO250),VLOOKUP(33,AN218:BQ290,16,FALSE),IF(AND(AR2=6,AD35=AO251),VLOOKUP(34,AN218:BQ290,16,FALSE),IF(AND(AR2=6,AD35=AO252),VLOOKUP(35,AN218:BQ290,16,FALSE),IF(AND(AR2=6,AD35=AO253),VLOOKUP(36,AN218:BQ290,16,FALSE),IF(AND(AR2=6,AD35=AO254),VLOOKUP(37,AN218:BQ290,16,FALSE),IF(AND(AR2=6,AD35=AO255),VLOOKUP(38,AN218:BQ290,16,FALSE),IF(AND(AR2=6,AD35=AO256),VLOOKUP(39,AN218:BQ290,16,FALSE),IF(AND(AR2=6,AD35=AO257),VLOOKUP(40,AN218:BQ290,16,FALSE),IF(AND(AR2=6,AD35=AO258),VLOOKUP(41,AN218:BQ290,16,FALSE),IF(AND(AR2=6,AD35=AO259),VLOOKUP(42,AN218:BQ290,16,FALSE),IF(AND(AR2=6,AD35=AO260),VLOOKUP(43,AN218:BQ290,16,FALSE),IF(AND(AR2=6,AD35=AO261),VLOOKUP(44,AN218:BQ290,16,FALSE),IF(AND(AR2=6,AD35=AO262),VLOOKUP(45,AN218:BQ290,16,FALSE),IF(AND(AR2=6,AD35=AO263),VLOOKUP(46,AN218:BQ290,16,FALSE),IF(AND(AR2=6,AD35=AO264),VLOOKUP(47,AN218:BQ290,16,FALSE),IF(AND(AR2=6,AD35=AO265),VLOOKUP(48,AN218:BQ290,16,FALSE),IF(AND(AR2=6,AD35=AO266),VLOOKUP(49,AN218:BQ290,16,FALSE),IF(AND(AR2=6,AD35=AO267),VLOOKUP(50,AN218:BQ290,16,FALSE),IF(AND(AR2=6,AD35=AO268),VLOOKUP(51,AN218:BQ290,16,FALSE),IF(AND(AR2=6,AD35=AO269),VLOOKUP(52,AN218:BQ290,16,FALSE),IF(AND(AR2=6,AD35=AO270),VLOOKUP(53,AN218:BQ290,16,FALSE),IF(AND(AR2=6,AD35=AO271),VLOOKUP(54,AN218:BQ290,16,FALSE),IF(AND(AR2=6,AD35=AO272),VLOOKUP(55,AN218:BQ290,16,FALSE),IF(AND(AR2=6,AD35=AO273),VLOOKUP(56,AN218:BQ290,16,FALSE),IF(AND(AR2=6,AD35=AO274),VLOOKUP(57,AN218:BQ290,16,FALSE),IF(AND(AR2=6,AD35=AO275),VLOOKUP(58,AN218:BQ290,16,FALSE),IF(AND(AR2=6,AD35=AO276),VLOOKUP(59,AN218:BQ290,16,FALSE),IF(AND(AR2=6,AD35=AO277),VLOOKUP(60,AN218:BQ290,16,FALSE),IF(AND(AR2=6,AD35=AO278),VLOOKUP(61,AN218:BQ290,16,FALSE),IF(AND(AR2=6,AD35=AO279),VLOOKUP(62,AN218:BQ290,16,FALSE),IF(AND(AR2=6,AD35=AO280),VLOOKUP(63,AN218:BQ290,16,FALSE),IF(AND(AR2=6,AD35=AO281),VLOOKUP(64,AN218:BQ290,16,FALSE)))))))))))))))))))))))))))))))))))))))))))))))))))))))))))))))))","v":false},"cm2","Section Area",{"$f":"IF(AND(AR2=7,AD35=AO308),VLOOKUP(1,AN308:BB327,8,FALSE),IF(AND(AR2=7,AD35=AO309),VLOOKUP(2,AN308:BB327,8,FALSE),IF(AND(AR2=7,AD35=AO310),VLOOKUP(3,AN308:BB327,8,FALSE),IF(AND(AR2=7,AD35=AO311),VLOOKUP(4,AN308:BB327,8,FALSE),IF(AND(AR2=7,AD35=AO312),VLOOKUP(5,AN308:BB327,8,FALSE),IF(AND(AR2=7,AD35=AO313),VLOOKUP(6,AN308:BB327,8,FALSE),IF(AND(AR2=7,AD35=AO314),VLOOKUP(7,AN308:BB327,8,FALSE),IF(AND(AR2=7,AD35=AO315),VLOOKUP(8,AN308:BB327,8,FALSE),IF(AND(AR2=7,AD35=AO316),VLOOKUP(9,AN308:BB327,8,FALSE),IF(AND(AR2=7,AD35=AO317),VLOOKUP(10,AN308:BB327,8,FALSE),IF(AND(AR2=7,AD35=AO318),VLOOKUP(11,AN308:BB327,8,FALSE),IF(AND(AR2=7,AD35=AO319),VLOOKUP(12,AN308:BB327,8,FALSE),IF(AND(AR2=7,AD35=AO320),VLOOKUP(13,AN308:BB327,8,FALSE),IF(AND(AR2=7,AD35=AO321),VLOOKUP(14,AN308:BB327,8,FALSE),IF(AND(AR2=7,AD35=AO322),VLOOKUP(15,AN308:BB327,8,FALSE),IF(AND(AR2=7,AD35=AO323),VLOOKUP(16,AN308:BB327,8,FALSE),IF(AND(AR2=7,AD35=AO324),VLOOKUP(17,AN308:BB327,8,FALSE),IF(AND(AR2=7,AD35=AO325),VLOOKUP(18,AN308:BB327,8,FALSE),IF(AND(AR2=7,AD35=AO326),VLOOKUP(19,AN308:BB327,8,FALSE),IF(AND(AR2=7,AD35=AO327),VLOOKUP(20,AN308:BB327,8,FALSE)))))))))))))))))))))","v":false},"cm2","Section Area",{"$f":"IF(AND(AR2=8,AD35=AO1062),VLOOKUP(1,AN1062:BG1074,7,FALSE),IF(AND(AR2=8,AD35=AO1063),VLOOKUP(2,AN1062:BG1074,7,FALSE),IF(AND(AR2=8,AD35=AO1064),VLOOKUP(3,AN1062:BG1074,7,FALSE),IF(AND(AR2=8,AD35=AO1065),VLOOKUP(4,AN1062:BG1074,7,FALSE),IF(AND(AR2=8,AD35=AO1066),VLOOKUP(5,AN1062:BG1074,7,FALSE),IF(AND(AR2=8,AD35=AO1067),VLOOKUP(6,AN1062:BG1074,7,FALSE),IF(AND(AR2=8,AD35=AO1068),VLOOKUP(7,AN1062:BG1074,7,FALSE),IF(AND(AR2=8,AD35=AO1069),VLOOKUP(8,AN1062:BG1074,7,FALSE),IF(AND(AR2=8,AD35=AO1070),VLOOKUP(9,AN1062:BG1074,7,FALSE),IF(AND(AR2=8,AD35=AO1071),VLOOKUP(10,AN1062:BG1074,7,FALSE),IF(AND(AR2=8,AD35=AO1072),VLOOKUP(11,AN1062:BG1074,7,FALSE),IF(AND(AR2=8,AD35=AO1073),VLOOKUP(12,AN1062:BG1074,7,FALSE),IF(AND(AR2=8,AD35=AO1074),VLOOKUP(13,AN1062:BG1074,7,FALSE))))))))))))))","v":false},"cm2"]
[null,"Calculate & Design",null,null,null,null,null,null,null,null,null,null,null,null,null,null,null,null,null,null,null,null,null,null,null,"Steel property",null,null,null,null,null,null,null,null,null,null,null,null,null,null,null,null,null,"Unit Weight",{"$f":"IF(AND(AR2=1,AD35=AO342),VLOOKUP(1,AN342:BC386,6,FALSE),IF(AND(AR2=1,AD35=AO343),VLOOKUP(2,AN342:BC386,6,FALSE),IF(AND(AR2=1,AD35=AO344),VLOOKUP(3,AN342:BC386,6,FALSE),IF(AND(AR2=1,AD35=AO345),VLOOKUP(4,AN342:BC386,6,FALSE),IF(AND(AR2=1,AD35=AO346),VLOOKUP(5,AN342:BC386,6,FALSE),IF(AND(AR2=1,AD35=AO347),VLOOKUP(6,AN342:BC386,6,FALSE),IF(AND(AR2=1,AD35=AO348),VLOOKUP(7,AN342:BC386,6,FALSE),IF(AND(AR2=1,AD35=AO349),VLOOKUP(8,AN342:BC386,6,FALSE),IF(AND(AR2=1,AD35=AO350),VLOOKUP(9,AN342:BC386,6,FALSE),IF(AND(AR2=1,AD35=AO351),VLOOKUP(10,AN342:BC386,6,FALSE),IF(AND(AR2=1,AD35=AO352),VLOOKUP(11,AN342:BC386,6,FALSE),IF(AND(AR2=1,AD35=AO353),VLOOKUP(12,AN342:BC386,6,FALSE),IF(AND(AR2=1,AD35=AO354),VLOOKUP(13,AN342:BC386,6,FALSE),IF(AND(AR2=1,AD35=AO355),VLOOKUP(14,AN342:BC386,6,FALSE),IF(AND(AR2=1,AD35=AO356),VLOOKUP(15,AN342:BC386,6,FALSE),IF(AND(AR2=1,AD35=AO357),VLOOKUP(16,AN342:BC386,6,FALSE),IF(AND(AR2=1,AD35=AO358),VLOOKUP(17,AN342:BC386,6,FALSE),IF(AND(AR2=1,AD35=AO359),VLOOKUP(18,AN342:BC386,6,FALSE),IF(AND(AR2=1,AD35=AO360),VLOOKUP(19,AN342:BC386,6,FALSE),IF(AND(AR2=1,AD35=AO361),VLOOKUP(20,AN342:BC386,6,FALSE),IF(AND(AR2=1,AD35=AO362),VLOOKUP(21,AN342:BC386,6,FALSE),IF(AND(AR2=1,AD35=AO363),VLOOKUP(22,AN342:BC386,6,FALSE),IF(AND(AR2=1,AD35=AO364),VLOOKUP(23,AN342:BC386,6,FALSE),IF(AND(AR2=1,AD35=AO365),VLOOKUP(24,AN342:BC386,6,FALSE),IF(AND(AR2=1,AD35=AO366),VLOOKUP(25,AN342:BC386,6,FALSE),IF(AND(AR2=1,AD35=AO367),VLOOKUP(26,AN342:BC386,6,FALSE),IF(AND(AR2=1,AD35=AO368),VLOOKUP(27,AN342:BC386,6,FALSE),IF(AND(AR2=1,AD35=AO369),VLOOKUP(28,AN342:BC386,6,FALSE),IF(AND(AR2=1,AD35=AO370),VLOOKUP(29,AN342:BC386,6,FALSE),IF(AND(AR2=1,AD35=AO371),VLOOKUP(30,AN342:BC386,6,FALSE),IF(AND(AR2=1,AD35=AO372),VLOOKUP(31,AN342:BC386,6,FALSE),IF(AND(AR2=1,AD35=AO373),VLOOKUP(32,AN342:BC386,6,FALSE),IF(AND(AR2=1,AD35=AO374),VLOOKUP(33,AN342:BC386,6,FALSE),IF(AND(AR2=1,AD35=AO375),VLOOKUP(34,AN342:BC386,6,FALSE),IF(AND(AR2=1,AD35=AO376),VLOOKUP(35,AN342:BC386,6,FALSE),IF(AND(AR2=1,AD35=AO377),VLOOKUP(36,AN342:BC386,6,FALSE),IF(AND(AR2=1,AD35=AO378),VLOOKUP(37,AN342:BC386,6,FALSE),IF(AND(AR2=1,AD35=AO379),VLOOKUP(38,AN342:BC386,6,FALSE),IF(AND(AR2=1,AD35=AO380),VLOOKUP(39,AN342:BC386,6,FALSE),IF(AND(AR2=1,AD35=AO381),VLOOKUP(40,AN342:BC386,6,FALSE),IF(AND(AR2=1,AD35=AO382),VLOOKUP(41,AN342:BC386,6,FALSE),IF(AND(AR2=1,AD35=AO383),VLOOKUP(42,AN342:BC386,6,FALSE),IF(AND(AR2=1,AD35=AO384),VLOOKUP(43,AN342:BC386,6,FALSE),IF(AND(AR2=1,AD35=AO385),VLOOKUP(44,AN342:BC386,6,FALSE),IF(AND(AR2=1,AD35=AO386),VLOOKUP(45,AN342:BC386,6,FALSE))))))))))))))))))))))))))))))))))))))))))))))","v":6.13},"kg./m.","Unit Weight",{"$f":"IF(AND(AR2=2,AD35=AO443),VLOOKUP(1,AN443:AW474,6,FALSE),IF(AND(AR2=2,AD35=AO444),VLOOKUP(2,AN443:AW474,6,FALSE),IF(AND(AR2=2,AD35=AO445),VLOOKUP(3,AN443:AW474,6,FALSE),IF(AND(AR2=2,AD35=AO446),VLOOKUP(4,AN443:AW474,6,FALSE),IF(AND(AR2=2,AD35=AO447),VLOOKUP(5,AN443:AW474,6,FALSE),IF(AND(AR2=2,AD35=AO448),VLOOKUP(6,AN443:AW474,6,FALSE),IF(AND(AR2=2,AD35=AO449),VLOOKUP(7,AN443:AW474,6,FALSE),IF(AND(AR2=2,AD35=AO450),VLOOKUP(8,AN443:AW474,6,FALSE),IF(AND(AR2=2,AD35=AO451),VLOOKUP(9,AN443:AW474,6,FALSE),IF(AND(AR2=2,AD35=AO452),VLOOKUP(10,AN443:AW474,6,FALSE),IF(AND(AR2=2,AD35=AO453),VLOOKUP(11,AN443:AW474,6,FALSE),IF(AND(AR2=2,AD35=AO454),VLOOKUP(12,AN443:AW474,6,FALSE),IF(AND(AR2=2,AD35=AO455),VLOOKUP(13,AN443:AW474,6,FALSE),IF(AND(AR2=2,AD35=AO456),VLOOKUP(14,AN443:AW474,6,FALSE),IF(AND(AR2=2,AD35=AO457),VLOOKUP(15,AN443:AW474,6,FALSE),IF(AND(AR2=2,AD35=AO458),VLOOKUP(16,AN443:AW474,6,FALSE),IF(AND(AR2=2,AD35=AO459),VLOOKUP(17,AN443:AW474,6,FALSE),IF(AND(AR2=2,AD35=AO460),VLOOKUP(18,AN443:AW474,6,FALSE),IF(AND(AR2=2,AD35=AO461),VLOOKUP(19,AN443:AW474,6,FALSE),IF(AND(AR2=2,AD35=AO462),VLOOKUP(20,AN443:AW474,6,FALSE),IF(AND(AR2=2,AD35=AO463),VLOOKUP(21,AN443:AW474,6,FALSE),IF(AND(AR2=2,AD35=AO464),VLOOKUP(22,AN443:AW474,6,FALSE),IF(AND(AR2=2,AD35=AO465),VLOOKUP(23,AN443:AW474,6,FALSE),IF(AND(AR2=2,AD35=AO466),VLOOKUP(24,AN443:AW474,6,FALSE),IF(AND(AR2=2,AD35=AO467),VLOOKUP(25,AN443:AW474,6,FALSE),IF(AND(AR2=2,AD35=AO468),VLOOKUP(26,AN443:AW474,6,FALSE),IF(AND(AR2=2,AD35=AO469),VLOOKUP(27,AN443:AW474,6,FALSE),IF(AND(AR2=2,AD35=AO470),VLOOKUP(28,AN443:AW474,6,FALSE),IF(AND(AR2=2,AD35=AO471),VLOOKUP(29,AN443:AW474,6,FALSE),IF(AND(AR2=2,AD35=AO472),VLOOKUP(30,AN443:AW474,6,FALSE),IF(AND(AR2=2,AD35=AO473),VLOOKUP(31,AN443:AW474,6,FALSE),IF(AND(AR2=2,AD35=AO474),VLOOKUP(32,AN443:AW474,6,FALSE)))))))))))))))))))))))))))))))))","v":false},"kg./m.","Unit Weight",{"$f":"IF(AND(AR2=3,AD35=AO402),VLOOKUP(1,AN402:AZ427,6,FALSE),IF(AND(AR2=3,AD35=AO403),VLOOKUP(2,AN402:AZ427,6,FALSE),IF(AND(AR2=3,AD35=AO404),VLOOKUP(3,AN402:AZ427,6,FALSE),IF(AND(AR2=3,AD35=AO405),VLOOKUP(4,AN402:AZ427,6,FALSE),IF(AND(AR2=3,AD35=AO406),VLOOKUP(5,AN402:AZ427,6,FALSE),IF(AND(AR2=3,AD35=AO407),VLOOKUP(6,AN402:AZ427,6,FALSE),IF(AND(AR2=3,AD35=AO408),VLOOKUP(7,AN402:AZ427,6,FALSE),IF(AND(AR2=3,AD35=AO409),VLOOKUP(8,AN402:AZ427,6,FALSE),IF(AND(AR2=3,AD35=AO410),VLOOKUP(9,AN402:AZ427,6,FALSE),IF(AND(AR2=3,AD35=AO411),VLOOKUP(10,AN402:AZ427,6,FALSE),IF(AND(AR2=3,AD35=AO412),VLOOKUP(11,AN402:AZ427,6,FALSE),IF(AND(AR2=3,AD35=AO413),VLOOKUP(12,AN402:AZ427,6,FALSE),IF(AND(AR2=3,AD35=AO414),VLOOKUP(13,AN402:AZ427,6,FALSE),IF(AND(AR2=3,AD35=AO415),VLOOKUP(14,AN402:AZ427,6,FALSE),IF(AND(AR2=3,AD35=AO416),VLOOKUP(15,AN402:AZ427,6,FALSE),IF(AND(AR2=3,AD35=AO417),VLOOKUP(16,AN402:AZ427,6,FALSE),IF(AND(AR2=3,AD35=AO418),VLOOKUP(17,AN402:AZ427,6,FALSE),IF(AND(AR2=3,AD35=AO419),VLOOKUP(18,AN402:AZ427,6,FALSE),IF(AND(AR2=3,AD35=AO420),VLOOKUP(19,AN402:AZ427,6,FALSE),IF(AND(AR2=3,AD35=AO421),VLOOKUP(20,AN402:AZ427,6,FALSE),IF(AND(AR2=3,AD35=AO422),VLOOKUP(21,AN402:AZ427,6,FALSE),IF(AND(AR2=3,AD35=AO423),VLOOKUP(22,AN402:AZ427,6,FALSE),IF(AND(AR2=3,AD35=AO424),VLOOKUP(23,AN402:AZ427,6,FALSE),IF(AND(AR2=3,AD35=AO425),VLOOKUP(24,AN402:AZ427,6,FALSE),IF(AND(AR2=3,AD35=AO426),VLOOKUP(25,AN402:AZ427,6,FALSE),IF(AND(AR2=3,AD35=AO427),VLOOKUP(26,AN402:AZ427,6,FALSE)))))))))))))))))))))))))))","v":false},"kg./m.","Unit Weight",{"$f":"IF(AND(AR2=4,AD35=AO157),VLOOKUP(1,AN157:BG202,8,FALSE),IF(AND(AR2=4,AD35=AO158),VLOOKUP(2,AN157:BG202,8,FALSE),IF(AND(AR2=4,AD35=AO159),VLOOKUP(3,AN157:BG202,8,FALSE),IF(AND(AR2=4,AD35=AO160),VLOOKUP(4,AN157:BG202,8,FALSE),IF(AND(AR2=4,AD35=AO161),VLOOKUP(5,AN157:BG202,8,FALSE),IF(AND(AR2=4,AD35=AO162),VLOOKUP(6,AN157:BG202,8,FALSE),IF(AND(AR2=4,AD35=AO163),VLOOKUP(7,AN157:BG202,8,FALSE),IF(AND(AR2=4,AD35=AO164),VLOOKUP(8,AN157:BG202,8,FALSE),IF(AND(AR2=4,AD35=AO165),VLOOKUP(9,AN157:BG202,8,FALSE),IF(AND(AR2=4,AD35=AO166),VLOOKUP(10,AN157:BG202,8,FALSE),IF(AND(AR2=4,AD35=AO167),VLOOKUP(11,AN157:BG202,8,FALSE),IF(AND(AR2=4,AD35=AO168),VLOOKUP(12,AN157:BG202,8,FALSE),IF(AND(AR2=4,AD35=AO169),VLOOKUP(13,AN157:BG202,8,FALSE),IF(AND(AR2=4,AD35=AO170),VLOOKUP(14,AN157:BG202,8,FALSE),IF(AND(AR2=4,AD35=AO171),VLOOKUP(15,AN157:BG202,8,FALSE),IF(AND(AR2=4,AD35=AO172),VLOOKUP(16,AN157:BG202,8,FALSE),IF(AND(AR2=4,AD35=AO173),VLOOKUP(17,AN157:BG202,8,FALSE),IF(AND(AR2=4,AD35=AO174),VLOOKUP(18,AN157:BG202,8,FALSE),IF(AND(AR2=4,AD35=AO175),VLOOKUP(19,AN157:BG202,8,FALSE),IF(AND(AR2=4,AD35=AO176),VLOOKUP(20,AN157:BG202,8,FALSE),IF(AND(AR2=4,AD35=AO177),VLOOKUP(21,AN157:BG202,8,FALSE),IF(AND(AR2=4,AD35=AO178),VLOOKUP(22,AN157:BG202,8,FALSE),IF(AND(AR2=4,AD35=AO179),VLOOKUP(23,AN157:BG202,8,FALSE),IF(AND(AR2=4,AD35=AO180),VLOOKUP(24,AN157:BG202,8,FALSE),IF(AND(AR2=4,AD35=AO181),VLOOKUP(25,AN157:BG202,8,FALSE),IF(AND(AR2=4,AD35=AO182),VLOOKUP(26,AN157:BG202,8,FALSE),IF(AND(AR2=4,AD35=AO183),VLOOKUP(27,AN157:BG202,8,FALSE),IF(AND(AR2=4,AD35=AO184),VLOOKUP(28,AN157:BG202,8,FALSE),IF(AND(AR2=4,AD35=AO185),VLOOKUP(29,AN157:BG202,8,FALSE),IF(AND(AR2=4,AD35=AO186),VLOOKUP(30,AN157:BG202,8,FALSE),IF(AND(AR2=4,AD35=AO187),VLOOKUP(31,AN157:BG202,8,FALSE),IF(AND(AR2=4,AD35=AO188),VLOOKUP(32,AN157:BG202,8,FALSE),IF(AND(AR2=4,AD35=AO189),VLOOKUP(33,AN157:BG202,8,FALSE),IF(AND(AR2=4,AD35=AO190),VLOOKUP(34,AN157:BG202,8,FALSE),IF(AND(AR2=4,AD35=AO191),VLOOKUP(35,AN157:BG202,8,FALSE),IF(AND(AR2=4,AD35=AO192),VLOOKUP(36,AN157:BG202,8,FALSE),IF(AND(AR2=4,AD35=AO193),VLOOKUP(37,AN157:BG202,8,FALSE),IF(AND(AR2=4,AD35=AO194),VLOOKUP(38,AN157:BG202,8,FALSE),IF(AND(AR2=4,AD35=AO195),VLOOKUP(39,AN157:BG202,8,FALSE),IF(AND(AR2=4,AD35=AO196),VLOOKUP(40,AN157:BG202,8,FALSE),IF(AND(AR2=4,AD35=AO197),VLOOKUP(41,AN157:BG202,8,FALSE),IF(AND(AR2=4,AD35=AO198),VLOOKUP(42,AN157:BG202,8,FALSE),IF(AND(AR2=4,AD35=AO199),VLOOKUP(43,AN157:BG202,8,FALSE),IF(AND(AR2=4,AD35=AO200),VLOOKUP(44,AN157:BG202,8,FALSE),IF(AND(AR2=4,AD35=AO201),VLOOKUP(45,AN157:BG202,8,FALSE),IF(AND(AR2=4,AD35=AO202),VLOOKUP(46,AN157:BG202,8,FALSE)))))))))))))))))))))))))))))))))))))))))))))))","v":false},"kg./m.","Unit Weight",{"$f":"IF(AND(AR2=5,AD35=AO126),VLOOKUP(1,AN126:BD141,9,FALSE),IF(AND(AR2=5,AD35=AO127),VLOOKUP(2,AN126:BD141,9,FALSE),IF(AND(AR2=5,AD35=AO128),VLOOKUP(3,AN126:BD141,9,FALSE),IF(AND(AR2=5,AD35=AO129),VLOOKUP(4,AN126:BD141,9,FALSE),IF(AND(AR2=5,AD35=AO130),VLOOKUP(5,AN126:BD141,9,FALSE),IF(AND(AR2=5,AD35=AO131),VLOOKUP(6,AN126:BD141,9,FALSE),IF(AND(AR2=5,AD35=AO132),VLOOKUP(7,AN126:BD141,9,FALSE),IF(AND(AR2=5,AD35=AO133),VLOOKUP(8,AN126:BD141,9,FALSE),IF(AND(AR2=5,AD35=AO134),VLOOKUP(9,AN126:BD141,9,FALSE),IF(AND(AR2=5,AD35=AO135),VLOOKUP(10,AN126:BD141,9,FALSE),IF(AND(AR2=5,AD35=AO136),VLOOKUP(11,AN126:BD141,9,FALSE),IF(AND(AR2=5,AD35=AO137),VLOOKUP(12,AN126:BD141,9,FALSE),IF(AND(AR2=5,AD35=AO138),VLOOKUP(13,AN126:BD141,9,FALSE),IF(AND(AR2=5,AD35=AO139),VLOOKUP(14,AN126:BD141,9,FALSE),IF(AND(AR2=5,AD35=AO140),VLOOKUP(15,AN126:BD141,9,FALSE),IF(AND(AR2=5,AD35=AO141),VLOOKUP(16,AN126:BD141,9,FALSE)))))))))))))))))","v":false},"kg./m.","Unit Weight",{"$f":"IF(AND(AR2=6,AD35=AO218),VLOOKUP(1,AN218:BQ290,4,FALSE),IF(AND(AR2=6,AD35=AO219),VLOOKUP(2,AN218:BQ290,4,FALSE),IF(AND(AR2=6,AD35=AO220),VLOOKUP(3,AN218:BQ290,4,FALSE),IF(AND(AR2=6,AD35=AO221),VLOOKUP(4,AN218:BQ290,4,FALSE),IF(AND(AR2=6,AD35=AO222),VLOOKUP(5,AN218:BQ290,4,FALSE),IF(AND(AR2=6,AD35=AO223),VLOOKUP(6,AN218:BQ290,4,FALSE),IF(AND(AR2=6,AD35=AO224),VLOOKUP(7,AN218:BQ290,4,FALSE),IF(AND(AR2=6,AD35=AO225),VLOOKUP(8,AN218:BQ290,4,FALSE),IF(AND(AR2=6,AD35=AO226),VLOOKUP(9,AN218:BQ290,4,FALSE),IF(AND(AR2=6,AD35=AO227),VLOOKUP(10,AN218:BQ290,4,FALSE),IF(AND(AR2=6,AD35=AO228),VLOOKUP(11,AN218:BQ290,4,FALSE),IF(AND(AR2=6,AD35=AO229),VLOOKUP(12,AN218:BQ290,4,FALSE),IF(AND(AR2=6,AD35=AO230),VLOOKUP(13,AN218:BQ290,4,FALSE),IF(AND(AR2=6,AD35=AO231),VLOOKUP(14,AN218:BQ290,4,FALSE),IF(AND(AR2=6,AD35=AO232),VLOOKUP(15,AN218:BQ290,4,FALSE),IF(AND(AR2=6,AD35=AO233),VLOOKUP(16,AN218:BQ290,4,FALSE),IF(AND(AR2=6,AD35=AO234),VLOOKUP(17,AN218:BQ290,4,FALSE),IF(AND(AR2=6,AD35=AO235),VLOOKUP(18,AN218:BQ290,4,FALSE),IF(AND(AR2=6,AD35=AO236),VLOOKUP(19,AN218:BQ290,4,FALSE),IF(AND(AR2=6,AD35=AO237),VLOOKUP(20,AN218:BQ290,4,FALSE),IF(AND(AR2=6,AD35=AO238),VLOOKUP(21,AN218:BQ290,4,FALSE),IF(AND(AR2=6,AD35=AO239),VLOOKUP(22,AN218:BQ290,4,FALSE),IF(AND(AR2=6,AD35=AO240),VLOOKUP(23,AN218:BQ290,4,FALSE),IF(AND(AR2=6,AD35=AO241),VLOOKUP(24,AN218:BQ290,4,FALSE),IF(AND(AR2=6,AD35=AO242),VLOOKUP(25,AN218:BQ290,4,FALSE),IF(AND(AR2=6,AD35=AO243),VLOOKUP(26,AN218:BQ290,4,FALSE),IF(AND(AR2=6,AD35=AO244),VLOOKUP(27,AN218:BQ290,4,FALSE),IF(AND(AR2=6,AD35=AO245),VLOOKUP(28,AN218:BQ290,4,FALSE),IF(AND(AR2=6,AD35=AO246),VLOOKUP(29,AN218:BQ290,4,FALSE),IF(AND(AR2=6,AD35=AO247),VLOOKUP(30,AN218:BQ290,4,FALSE),IF(AND(AR2=6,AD35=AO248),VLOOKUP(31,AN218:BQ290,4,FALSE),IF(AND(AR2=6,AD35=AO249),VLOOKUP(32,AN218:BQ290,4,FALSE),IF(AND(AR2=6,AD35=AO250),VLOOKUP(33,AN218:BQ290,4,FALSE),IF(AND(AR2=6,AD35=AO251),VLOOKUP(34,AN218:BQ290,4,FALSE),IF(AND(AR2=6,AD35=AO252),VLOOKUP(35,AN218:BQ290,4,FALSE),IF(AND(AR2=6,AD35=AO253),VLOOKUP(36,AN218:BQ290,4,FALSE),IF(AND(AR2=6,AD35=AO254),VLOOKUP(37,AN218:BQ290,4,FALSE),IF(AND(AR2=6,AD35=AO255),VLOOKUP(38,AN218:BQ290,4,FALSE),IF(AND(AR2=6,AD35=AO256),VLOOKUP(39,AN218:BQ290,4,FALSE),IF(AND(AR2=6,AD35=AO257),VLOOKUP(40,AN218:BQ290,4,FALSE),IF(AND(AR2=6,AD35=AO258),VLOOKUP(41,AN218:BQ290,4,FALSE),IF(AND(AR2=6,AD35=AO259),VLOOKUP(42,AN218:BQ290,4,FALSE),IF(AND(AR2=6,AD35=AO260),VLOOKUP(43,AN218:BQ290,4,FALSE),IF(AND(AR2=6,AD35=AO261),VLOOKUP(44,AN218:BQ290,4,FALSE),IF(AND(AR2=6,AD35=AO262),VLOOKUP(45,AN218:BQ290,4,FALSE),IF(AND(AR2=6,AD35=AO263),VLOOKUP(46,AN218:BQ290,4,FALSE),IF(AND(AR2=6,AD35=AO264),VLOOKUP(47,AN218:BQ290,4,FALSE),IF(AND(AR2=6,AD35=AO265),VLOOKUP(48,AN218:BQ290,4,FALSE),IF(AND(AR2=6,AD35=AO266),VLOOKUP(49,AN218:BQ290,4,FALSE),IF(AND(AR2=6,AD35=AO267),VLOOKUP(50,AN218:BQ290,4,FALSE),IF(AND(AR2=6,AD35=AO268),VLOOKUP(51,AN218:BQ290,4,FALSE),IF(AND(AR2=6,AD35=AO269),VLOOKUP(52,AN218:BQ290,4,FALSE),IF(AND(AR2=6,AD35=AO270),VLOOKUP(53,AN218:BQ290,4,FALSE),IF(AND(AR2=6,AD35=AO271),VLOOKUP(54,AN218:BQ290,4,FALSE),IF(AND(AR2=6,AD35=AO272),VLOOKUP(55,AN218:BQ290,4,FALSE),IF(AND(AR2=6,AD35=AO273),VLOOKUP(56,AN218:BQ290,4,FALSE),IF(AND(AR2=6,AD35=AO274),VLOOKUP(57,AN218:BQ290,4,FALSE),IF(AND(AR2=6,AD35=AO275),VLOOKUP(58,AN218:BQ290,4,FALSE),IF(AND(AR2=6,AD35=AO276),VLOOKUP(59,AN218:BQ290,4,FALSE),IF(AND(AR2=6,AD35=AO277),VLOOKUP(60,AN218:BQ290,4,FALSE),IF(AND(AR2=6,AD35=AO278),VLOOKUP(61,AN218:BQ290,4,FALSE),IF(AND(AR2=6,AD35=AO279),VLOOKUP(62,AN218:BQ290,4,FALSE),IF(AND(AR2=6,AD35=AO280),VLOOKUP(63,AN218:BQ290,4,FALSE),IF(AND(AR2=6,AD35=AO281),VLOOKUP(64,AN218:BQ290,4,FALSE)))))))))))))))))))))))))))))))))))))))))))))))))))))))))))))))))","v":false},"kg./m.","Unit Weight",{"$f":"IF(AND(AR2=7,AD35=AO308),VLOOKUP(1,AN308:BB327,9,FALSE),IF(AND(AR2=7,AD35=AO309),VLOOKUP(2,AN308:BB327,9,FALSE),IF(AND(AR2=7,AD35=AO310),VLOOKUP(3,AN308:BB327,9,FALSE),IF(AND(AR2=7,AD35=AO311),VLOOKUP(4,AN308:BB327,9,FALSE),IF(AND(AR2=7,AD35=AO312),VLOOKUP(5,AN308:BB327,9,FALSE),IF(AND(AR2=7,AD35=AO313),VLOOKUP(6,AN308:BB327,9,FALSE),IF(AND(AR2=7,AD35=AO314),VLOOKUP(7,AN308:BB327,9,FALSE),IF(AND(AR2=7,AD35=AO315),VLOOKUP(8,AN308:BB327,9,FALSE),IF(AND(AR2=7,AD35=AO316),VLOOKUP(9,AN308:BB327,9,FALSE),IF(AND(AR2=7,AD35=AO317),VLOOKUP(10,AN308:BB327,9,FALSE),IF(AND(AR2=7,AD35=AO318),VLOOKUP(11,AN308:BB327,9,FALSE),IF(AND(AR2=7,AD35=AO319),VLOOKUP(12,AN308:BB327,9,FALSE),IF(AND(AR2=7,AD35=AO320),VLOOKUP(13,AN308:BB327,9,FALSE),IF(AND(AR2=7,AD35=AO321),VLOOKUP(14,AN308:BB327,9,FALSE),IF(AND(AR2=7,AD35=AO322),VLOOKUP(15,AN308:BB327,9,FALSE),IF(AND(AR2=7,AD35=AO323),VLOOKUP(16,AN308:BB327,9,FALSE),IF(AND(AR2=7,AD35=AO324),VLOOKUP(17,AN308:BB327,9,FALSE),IF(AND(AR2=7,AD35=AO325),VLOOKUP(18,AN308:BB327,9,FALSE),IF(AND(AR2=7,AD35=AO326),VLOOKUP(19,AN308:BB327,9,FALSE),IF(AND(AR2=7,AD35=AO327),VLOOKUP(20,AN308:BB327,9,FALSE)))))))))))))))))))))","v":false},"kg./m.","Unit Weight",{"$f":"IF(AND(AR2=8,AD35=AO1062),VLOOKUP(1,AN1062:BG1074,8,FALSE),IF(AND(AR2=8,AD35=AO1063),VLOOKUP(2,AN1062:BG1074,8,FALSE),IF(AND(AR2=8,AD35=AO1064),VLOOKUP(3,AN1062:BG1074,8,FALSE),IF(AND(AR2=8,AD35=AO1065),VLOOKUP(4,AN1062:BG1074,8,FALSE),IF(AND(AR2=8,AD35=AO1066),VLOOKUP(5,AN1062:BG1074,8,FALSE),IF(AND(AR2=8,AD35=AO1067),VLOOKUP(6,AN1062:BG1074,8,FALSE),IF(AND(AR2=8,AD35=AO1068),VLOOKUP(7,AN1062:BG1074,8,FALSE),IF(AND(AR2=8,AD35=AO1069),VLOOKUP(8,AN1062:BG1074,8,FALSE),IF(AND(AR2=8,AD35=AO1070),VLOOKUP(9,AN1062:BG1074,8,FALSE),IF(AND(AR2=8,AD35=AO1071),VLOOKUP(10,AN1062:BG1074,8,FALSE),IF(AND(AR2=8,AD35=AO1072),VLOOKUP(11,AN1062:BG1074,8,FALSE),IF(AND(AR2=8,AD35=AO1073),VLOOKUP(12,AN1062:BG1074,8,FALSE),IF(AND(AR2=8,AD35=AO1074),VLOOKUP(13,AN1062:BG1074,8,FALSE))))))))))))))","v":false},"kg./m."]
[null,"ɵ",null,null,null," =",{"$f":"DEGREES(ATAN(AE21/AE22))","v":28.602007714483065},null,null,null,"degree",null,null,"Mx",null,null,null," =",{"$f":"MAX(AS43,AS44)","v":421.79685333204691},null,null,null,"kg./m.",null,null,"Select",null,null,null,"125x50x20x3.2",null,null,null,null,"mm."]
[null,"Wy",null,null,null," =",{"$f":"S23","v":296.84037253725097},null,null,null,"kg./m.",null,null,"Sx",null,null,null," =",{"$f":"S35*100/G24","v":29.291448148058812},null,null,null,"cm.3",null,null,"Ix",null,null,null," =",{"$f":"IF(AND(AS27=FALSE,AV27=FALSE,AY27=FALSE,BB27=FALSE,BE27=FALSE,BH27=FALSE,BK27=FALSE,BN27=FALSE),0.0001,IF(AR2=1,AS27,IF(AR2=2,AV27,IF(AR2=3,AY27,IF(AR2=4,BB27,IF(AR2=5,BE27,IF(AR2=6,BH27,IF(AR2=7,BK27,IF(AR2=8,BN27)))))))))","v":181},null,null,null,"cm4",null,null,null,null,null,null,null,null,null,null,null,"x (m.)",null,null,null,null,null,null,null,null,null,null,"x1 (m.)"]
[null,"∆ allow.  y-y",null,null,null," =",{"$f":"AS8*100/360","v":1.091537843152852},null,null,null,"cm.",null,{"$f":"IF(G37>=S37,\"≥\",\"<\")","v":"≥"},"∆ max.  y-y",null,null,null," =",{"$f":"MAX(AT48,AT49)","v":0.86148126444977036},null,null,null,"cm.",null,{"$f":"IF(G37>=S37,\"\",\"Fail\")","v":""},"Iy",null,null,null," =",{"$f":"IF(AND(AS28=FALSE,AV28=FALSE,AY28=FALSE,BB28=FALSE,BE28=FALSE,BH28=FALSE,BK28=FALSE,BN28=FALSE),0.0001,IF(AR2=1,AS28,IF(AR2=2,AV28,IF(AR2=3,AY28,IF(AR2=4,BB28,IF(AR2=5,BE28,IF(AR2=6,BH28,IF(AR2=7,BK28,IF(AR2=8,BN28)))))))))","v":26.6},null,null,null,"cm4",null,null,null,null,null,null,null,null,"w",{"$f":"S23","v":296.84037253725097},"x/x1",0,{"$f":"AS45/10","v":0.39295362353502672},{"$f":"AV37*2","v":0.78590724707005344},{"$f":"AV37*3","v":1.1788608706050803},{"$f":"AV37*4","v":1.5718144941401069},{"$f":"AV37*5","v":1.9647681176751335},{"$f":"AV37*6","v":2.3577217412101605},{"$f":"AV37*7","v":2.7506753647451871},{"$f":"AV37*8","v":3.1436289882802138},{"$f":"AV37*9","v":3.5365826118152404},{"$f":"AV37*10","v":3.929536235350267},0,{"$f":"AS46/10","v":0.14806948133203907},{"$f":"BG37*2","v":0.29613896266407813},{"$f":"BG37*3","v":0.4442084439961172},{"$f":"BG37*4","v":0.59227792532815626},{"$f":"BG37*5","v":0.74034740666019538},{"$f":"BG37*6","v":0.88841688799223439},{"$f":"BG37*7","v":1.0364863693242734},{"$f":"BG37*8","v":1.1845558506563125},{"$f":"BG37*9","v":1.3326253319883516},{"$f":"BG37*10","v":1.4806948133203908}]
[null,"Amount of steel",null,null,null," =",2,null,null,null,{"$f":"IF(G38=1,\"Single\",\"Double\")","v":"Double"},null,null,null,null,null,null,null,null,null,null,null,null,null,null,"Sx",null,null,null," =",{"$f":"IF(AND(AS29=FALSE,AV29=FALSE,AY29=FALSE,BB29=FALSE,BE29=FALSE,BH29=FALSE,BK29=FALSE,BN29=FALSE),0.0001,IF(AR2=1,AS29,IF(AR2=2,AV29,IF(AR2=3,AY29,IF(AR2=4,BB29,IF(AR2=5,BE29,IF(AR2=6,BH29,IF(AR2=7,BK29,IF(AR2=8,BN29)))))))))","v":29},null,null,null,"cm3",null,null,null,null,null,null,null,null,"R1",{"$f":"(AS37/(2*AS45))*((AS45^2)-(AS46^2))","v":500.41249999999997},"V",{"$f":"AS38-(AS37*AU37)","v":500.41249999999997},{"$f":"AS38-(AS37*AV37)","v":383.76799999999997},{"$f":"AS38-(AS37*AW37)","v":267.12349999999992},{"$f":"AS38-(AS37*AX37)","v":150.47899999999993},{"$f":"AS38-(AS37*AY37)","v":33.834499999999935},{"$f":"AS38-(AS37*AZ37)","v":-82.81},{"$f":"AS38-(AS37*BA37)","v":-199.45450000000011},{"$f":"AS38-(AS37*BB37)","v":-316.0990000000001},{"$f":"AS38-(AS37*BC37)","v":-432.7435000000001},{"$f":"AS38-(AS37*BD37)","v":-549.38800000000015},{"$f":"AS38-(AS37*BE37)","v":-666.03250000000003},{"$f":"AS37*(AS46-BF37)","v":439.53000000000003},{"$f":"AS37*(AS46-BG37)","v":395.577},{"$f":"AS37*(AS46-BH37)","v":351.62400000000002},{"$f":"AS37*(AS46-BI37)","v":307.67099999999999},{"$f":"AS37*(AS46-BJ37)","v":263.71800000000002},{"$f":"AS37*(AS46-BK37)","v":219.76499999999999},{"$f":"AS37*(AS46-BL37)","v":175.81199999999998},{"$f":"AS37*(AS46-BM37)","v":131.85900000000001},{"$f":"AS37*(AS46-BN37)","v":87.905999999999977},{"$f":"AS37*(AS46-BO37)","v":43.952999999999953},{"$f":"AS37*(AS46-BP37)","v":-6.5911803245833005E-14}]
[null,null,null,null,null,null,null,null,null,null,null,null,null,null,null,null,null,null,null,null,null,null,null,null,null,"Sy",null,null,null," =",{"$f":"IF(AND(AS30=FALSE,AV30=FALSE,AY30=FALSE,BB30=FALSE,BE30=FALSE,BH30=FALSE,BK30=FALSE,BN30=FALSE),0.0001,IF(AR2=1,AS30,IF(AR2=2,AV30,IF(AR2=3,AY30,IF(AR2=4,BB30,IF(AR2=5,BE30,IF(AR2=6,BH30,IF(AR2=7,BK30,IF(AR2=8,BN30)))))))))","v":8.02},null,null,null,"cm3",null,null,null,null,null,null,null,null,"R2",{"$f":"AS41+AS42","v":1105.5625},"Mx",{"$f":"((AS37*AU37)/(2*AS45))*((AS45^2)-(AS46^2)-(AS45*AU37))","v":0},{"$f":"((AS37*AV37)/(2*AS45))*((AS45^2)-(AS46^2)-(AS45*AV37))","v":173.72096566700586}]
[null,null,null,null,null,null,null,null,null,null,null,null,null,null,null,null,null,null,null,null,null,null,null,null,null,"rx",null,null,null," =",{"$f":"IF(AND(AS31=FALSE,AV31=FALSE,AY31=FALSE,BB31=FALSE,BE31=FALSE,BH31=FALSE,BK31=FALSE,BN31=FALSE),0.0001,IF(AR2=1,AS31,IF(AR2=2,AV31,IF(AR2=3,AY31,IF(AR2=4,BB31,IF(AR2=5,BE31,IF(AR2=6,BH31,IF(AR2=7,BK31,IF(AR2=8,BN31)))))))))","v":4.82},null,null,null,"cm",null,null,null,null,null,null,null,null,"V1",{"$f":"(AS37/(2*AS45))*((AS45^2)-(AS46^2))","v":500.41249999999997},"at x =",0,"m."]
[null,null,null,null,null,null,null,null,null,null,null,null,null,null,null,null,null,null,null,null,null,null,null,null,null,"ry",null,null,null," =",{"$f":"IF(AND(AS32=FALSE,AV32=FALSE,AY32=FALSE,BB32=FALSE,BE32=FALSE,BH32=FALSE,BK32=FALSE,BN32=FALSE),0.0001,IF(AR2=1,AS32,IF(AR2=2,AV32,IF(AR2=3,AY32,IF(AR2=4,BB32,IF(AR2=5,BE32,IF(AR2=6,BH32,IF(AR2=7,BK32,IF(AR2=8,BN32)))))))))","v":1.85},null,null,null,"cm",null,null,null,null,null,null,null,null,"V2",{"$f":"AS37*AS46","v":439.53000000000003},"at x =",{"$f":"AS45","v":3.929536235350267},"m.","xv",{"$f":"AS38/AS37","v":1.6857966311075236},"m.",0,0]
[null,null,null,null,null,null,null,null,null,null,null,null,null,null,null,null,null,null,null,null,null,null,null,null,null,"Sectional Area",null,null,null," =",{"$f":"IF(AND(AS33=FALSE,AV33=FALSE,AY33=FALSE,BB33=FALSE,BE33=FALSE,BH33=FALSE,BK33=FALSE,BN33=FALSE),0.0001,IF(AR2=1,AS33,IF(AR2=2,AV33,IF(AR2=3,AY33,IF(AR2=4,BB33,IF(AR2=5,BE33,IF(AR2=6,BH33,IF(AR2=7,BK33,IF(AR2=8,BN33)))))))))","v":7.8070000000000004},null,null,null,"cm2",null,null,null,null,null,null,null,null,"V3",{"$f":"(AS37/(2*AS45))*((AS45^2)+(AS46^2))","v":666.03250000000003},"at x =",{"$f":"AS45","v":3.929536235350267},"m.","xm",{"$f":"AS45*(1-((AS46^2)/(AS45^2)))","v":3.3715932622150473},"m.",{"$f":"BP46","v":5.4102310486706582},0]
[null,"X1",null,null,null," =",{"$f":"AX41","v":1.6857966311075236},null,null,null,"m.",null,null,"X2",null,null,null," =",{"$f":"AX42","v":3.3715932622150473},null,null,null,"m.",null,null,"Unit Weight",null,null,null," =",{"$f":"IF(AND(AS34=FALSE,AV34=FALSE,AY34=FALSE,BB34=FALSE,BE34=FALSE,BH34=FALSE,BK34=FALSE,BN34=FALSE),0.0001,IF(AR2=1,AS34,IF(AR2=2,AV34,IF(AR2=3,AY34,IF(AR2=4,BB34,IF(AR2=5,BE34,IF(AR2=6,BH34,IF(AR2=7,BK34,IF(AR2=8,BN34)))))))))","v":6.13},null,null,null,"kg./m.",null,null,null,null,null,null,null,null,"M1",{"$f":"(AS37/(8*(AS45^2)))*((AS45+AS46)^2)*((AS45-AS46)^2)","v":421.79685333204691},"at x =",{"$f":"(AS45/2)*(1-((AS46^2)/(AS45^2)))","v":1.6857966311075236},"m.","M",{"$f":"((AS37*AX41)/(2*AS45))*((AS45^2)-(AS46^2)-(AS45*AX41))","v":421.79685333204679}]
[null,"Reaction(Max.)",null,null,null," =",{"$f":"AS39","v":1105.5625},null,null,null,"kg.",null,null,"Reaction(Min.)",null,null,null," =",{"$f":"AS38","v":500.41249999999997},null,null,null,"kg.",null,null,null,null,null,null,null,null,null,null,null,null,null,null,null,null,null,null,null,null,"M2",{"$f":"AS37*(AS46^2)/2","v":325.40489564935569},"at x =",{"$f":"AS45","v":3.929536235350267},"m.",null,0]
[null,"Results =>",null,null,null,null,null,null,{"$f":"\"Use : \"&AV6&\"  \"&G38&\"-\"&AD35&\"  mm.\"","v":"Use : C-Light Lip Channel  2-125x50x20x3.2  mm."},null,null,null,null,null,null,null,null,null,null,null,null,null,null,"Weight",null,{"$f":"AE43","v":6.13},null,null,"kg./m.",null,{"$f":"IF(OR(Y37=\"Fail\",Y39=\"Fail\"),\"Try again !\",\"Complete !!\")","v":"Complete !!"},null,null,null,null,null,null,null,null,null,null,null,null,"L",{"$f":"AS8","v":3.929536235350267}]
[null,null,null,null,null,null,null,null,null,null,null,null,null,null,null,null,null,null,null,null,null,null,null,null,null,null,null,null,null,null,null,null,null,null,null,null,null,null,null,null,null,null,null,"a",{"$f":"AS7","v":1.4806948133203905},0,0,{"$f":"AS45/10","v":0.39295362353502672},{"$f":"AV46*2","v":0.78590724707005344},{"$f":"AV46*3","v":1.1788608706050803},{"$f":"AV46*4","v":1.5718144941401069},{"$f":"AV46*5","v":1.9647681176751335},{"$f":"AV46*6","v":2.3577217412101605},{"$f":"AV46*7","v":2.7506753647451871},{"$f":"AV46*8","v":3.1436289882802138},{"$f":"AV46*9","v":3.5365826118152404},{"$f":"AV46*10","v":3.929536235350267},{"$f":"AV46*10","v":3.929536235350267},{"$f":"BF46+BG37","v":4.0776057166823056},{"$f":"BF46+BH37","v":4.2256751980143452},{"$f":"BF46+BI37","v":4.3737446793463839},{"$f":"BF46+BJ37","v":4.5218141606784235},{"$f":"BE46+BK37","v":4.6698836420104621},{"$f":"BE46+BL37","v":4.8179531233425017},{"$f":"BE46+BM37","v":4.9660226046745404},{"$f":"BE46+BN37","v":5.1140920860065791},{"$f":"BE46+BO37","v":5.2621615673386186},{"$f":"BE46+BP37","v":5.4102310486706582}]
[null,null,null,null,null,null,null,null,null,null,null,null,null,null,null,null,null,null,null,null,null,null,null,null,null,null,null,null,null,null,null,null,null,null,null,null,null,null,null,null,null,null,null,null,null,"M",{"$f":"((AS37*AU37)/(2*AS45))*((AS45^2)-(AS46^2)-(AS45*AU37))","v":0},{"$f":"((AS37*AV37)/(2*AS45))*((AS45^2)-(AS46^2)-(AS45*AV37))","v":173.72096566700586},{"$f":"((AS37*AW37)/(2*AS45))*((AS45^2)-(AS46^2)-(AS45*AW37))","v":301.60605239358028},{"$f":"((AS37*AX37)/(2*AS45))*((AS45^2)-(AS46^2)-(AS45*AX37))","v":383.65526017972326},{"$f":"((AS37*AY37)/(2*AS45))*((AS45^2)-(AS46^2)-(AS45*AY37))","v":419.86858902543486},{"$f":"((AS37*AZ37)/(2*AS45))*((AS45^2)-(AS46^2)-(AS45*AZ37))","v":410.24603893071492},{"$f":"((AS37*BA37)/(2*AS45))*((AS45^2)-(AS46^2)-(AS45*BA37))","v":354.78760989556355},{"$f":"((AS37*BB37)/(2*AS45))*((AS45^2)-(AS46^2)-(AS45*BB37))","v":253.49330191998089},{"$f":"((AS37*BC37)/(2*AS45))*((AS45^2)-(AS46^2)-(AS45*BC37))","v":106.36311500396684},{"$f":"((AS37*BD37)/(2*AS45))*((AS45^2)-(AS46^2)-(AS45*BD37))","v":-86.602950852478827},{"$f":"((AS37*BE37)/(2*AS45))*((AS45^2)-(AS46^2)-(AS45*BE37))","v":-325.40489564935569},{"$f":"-(AS37/2)*((AS46-BF37)^2)","v":-325.40489564935569},{"$f":"-(AS37/2)*((AS46-BG37)^2)","v":-263.57796547597803},{"$f":"-(AS37/2)*((AS46-BH37)^2)","v":-208.25913321558764},{"$f":"-(AS37/2)*((AS46-BI37)^2)","v":-159.44839886818426},{"$f":"-(AS37/2)*((AS46-BJ37)^2)","v":-117.14576243376803},{"$f":"-(AS37/2)*((AS46-BK37)^2)","v":-81.351223912338881},{"$f":"-(AS37/2)*((AS46-BL37)^2)","v":-52.064783303896888},{"$f":"-(AS37/2)*((AS46-BM37)^2)","v":-29.286440608442007},{"$f":"-(AS37/2)*((AS46-BN37)^2)","v":-13.016195825974219},{"$f":"-(AS37/2)*((AS46-BO37)^2)","v":-3.2540489564935493},{"$f":"(AS37/2)*((AS46-BP37)^2)","v":7.3176801558086929E-30}]
[null,null,null,null,null,null,null,null,null,null,null,null,null,null,null,null,null,null,null,null,null,null,null,null,null,null,null,null,null,null,null,null,null,null,null,null,null,null,null,null,null,null,null,null,"∆ max.  y-y(x)",{"$f":"IF(G38=1,((AS37/100)*AX41*100)/(24*G22*AE36*AS45*100)*(((AS45*100)^4)-(2*((AS45*100)^2)*((AX41*100)^2))+((AS45*100)*((AX41*100)^3))-(2*((AS46*100)^2)*((AS45*100)^2))+(2*((AS46*100)^2)*((AX41*100)^2))),((AS37/100)*AX41*100)/(24*G22*AE36*2*AS45*100)*(((AS45*100)^4)-(2*((AS45*100)^2)*((AX41*100)^2))+((AS45*100)*((AX41*100)^3))-(2*((AS46*100)^2)*((AS45*100)^2))+(2*((AS46*100)^2)*((AX41*100)^2))))","v":0.79742252820656445},"cm."]
[null,null,null,null,null,null,null,null,null,null,null,null,null,null,null,null,null,null,null,null,null,null,null,null,null,null,null,null,null,null,null,null,null,null,null,null,null,null,null,null,null,null,null,null,"∆ max.  y-y(x1)",{"$f":"IF(G38=1,((AS37/100)*(AS46*100)/(24*G22*AE36))*((4*((AS46*100)^2)*(AS45*100))-((AS45*100)^3)+(6*((AS46*100)^2)*AS46)-(4*(AS46*100)*((AS46*100)^2))+((AS46*100)^3))*-1,((AS37/100)*(AS46*100)/(24*G22*AE36*2))*((4*((AS46*100)^2)*(AS45*100))-((AS45*100)^3)+(6*((AS46*100)^2)*AS46)-(4*(AS46*100)*((AS46*100)^2))+((AS46*100)^3))*-1)","v":0.86148126444977036},"cm."]
[]
[]
[]
[]
[]
[]
[]
[]
[]
[]
[]
[]
[]
[]
[null,null,null,null,null,null,null,null,null,null,null,null,null,null,null,null,null,null,null,null,null,null,null,null,null,null,null,null,null,null,null,null,null,null,null,null,null,null,null,null,null,null,null,"Carbon Steel Pipe",null,"(For General Structural Purposes)"]
[]
[null,null,null,null,null,null,null,null,null,null,null,null,null,null,null,null,null,null,null,null,null,null,null,null,null,null,null,null,null,null,null,null,null,null,null,null,null,null,null,null,null,null,null,"Dimension Tolerance"]
[]
[null,null,null,null,null,null,null,null,null,null,null,null,null,null,null,null,null,null,null,null,null,null,null,null,null,null,null,null,null,null,null,null,null,null,null,null,null,null,null,null,null,null,null,"Side Length"]
[null,null,null,null,null,null,null,null,null,null,null,null,null,null,null,null,null,null,null,null,null,null,null,null,null,null,null,null,null,null,null,null,null,null,null,null,null,null,null,null,null,null,null,": O. D< 50 mm. ± 1.5 mm. Thickness : Under 3 mm. ± 0.3 mm."]
[null,null,null,null,null,null,null,null,null,null,null,null,null,null,null,null,null,null,null,null,null,null,null,null,null,null,null,null,null,null,null,null,null,null,null,null,null,null,null,null,null,null,null,": O. D > 50 mm. ± 1.5 % Thickness : 3 mm. or over, ± 10%"]
[null,null,null,null,null,null,null,null,null,null,null,null,null,null,null,null,null,null,null,null,null,null,null,null,null,null,null,null,null,null,null,null,null,null,null,null,null,null,null,null,null,null,null,": ± 10% Lenght : +50 mm., -0 mm."]
[]
[null,null,null,null,null,null,null,null,null,null,null,null,null,null,null,null,null,null,null,null,null,null,null,null,null,null,null,null,null,null,null,null,null,null,null,null,null,null,null,null,null,"Nominal dimention","Outside Diameter","Thickness","Calculate Weight","Cross Sectional Area","Geometrical Moment of Inertia","Modulus of Section","Radius of Gyration",null,null,"Name","Diameter (mm.)","Weight (kg/m.)","Cross Section Area (sq.cm.)","Circumference (cm.)"]
[null,null,null,null,null,null,null,null,null,null,null,null,null,null,null,null,null,null,null,null,null,null,null,null,null,null,null,null,null,null,null,null,null,null,null,null,null,null,null,null,null,"DN","D","T","W","A","I","Z","I",null,1,"RB 6",6,0.222,0.28299999999999997,1.88]
[null,null,null,null,null,null,null,null,null,null,null,null,null,null,null,null,null,null,null,null,null,null,null,null,null,null,null,null,null,null,null,null,null,null,null,null,null,null,null,null,null,"in.","mm.","mm.","kg./m.","cm2","cm4","cm3","cm.",null,2,"RB 9",9,0.499,0.63600000000000001,2.82]
[null,null,null,null,null,null,null,null,null,null,null,null,null,null,null,null,null,null,null,null,null,null,null,null,null,null,null,null,null,null,null,null,null,null,null,null,null,null,null,1,"21.7x2.0","1/2 (15)",21.7,2,0.97,1.24,0.61,0.56000000000000005,0.7,null,3,"RB 12",12,0.88800000000000001,1.131,3.77]
[null,null,null,null,null,null,null,null,null,null,null,null,null,null,null,null,null,null,null,null,null,null,null,null,null,null,null,null,null,null,null,null,null,null,null,null,null,null,null,2,"27.2x2.0","3/4 (20)  ","27.2  ",2,1.24,1.58,1.26,0.93,0.89,null,4,"RB 15",15,1.387,1.7669999999999999,4.71]
[null,null,null,null,null,null,null,null,null,null,null,null,null,null,null,null,null,null,null,null,null,null,null,null,null,null,null,null,null,null,null,null,null,null,null,null,null,null,null,3,"27.2x2.3",null,null,2.2999999999999998,1.41,1.8,1.41,1.03,0.88,null,5,"RB 19",19,2.226,2.835,5.96]
[null,null,null,null,null,null,null,null,null,null,null,null,null,null,null,null,null,null,null,null,null,null,null,null,null,null,null,null,null,null,null,null,null,null,null,null,null,null,null,4,"34.0x2.3","1 (25)",34,2.2999999999999998,1.8,2.29,2.89,1.7,1.1200000000000001,null,6,"RB 25",25,3.8530000000000002,4.9089999999999998,7.85]
[null,null,null,null,null,null,null,null,null,null,null,null,null,null,null,null,null,null,null,null,null,null,null,null,null,null,null,null,null,null,null,null,null,null,null,null,null,null,null,5,"42.7x2.3","1 1/4 (32)  ","42.7  ",2.2999999999999998,2.29,2.92,5.97,2.8,1.43,null,7,"RB 28",28,4.8339999999999996,6.1580000000000004,8.7899999999999991]
[null,null,null,null,null,null,null,null,null,null,null,null,null,null,null,null,null,null,null,null,null,null,null,null,null,null,null,null,null,null,null,null,null,null,null,null,null,null,null,6,"42.7x2.5",null,null,2.5,2.48,3.16,6.4,3,1.42,null,8,"RB 34",34,7.1269999999999998,9.0790000000000006,10.68]
[null,null,null,null,null,null,null,null,null,null,null,null,null,null,null,null,null,null,null,null,null,null,null,null,null,null,null,null,null,null,null,null,null,null,null,null,null,null,null,7,"48.6x2.3","  1 1/2 (40)    ","  48.6    ",2.2999999999999998,2.63,3.35,8.99,3.7,1.64,null,9,"DB 10",10,0.61599999999999999,0.78500000000000003,3.14]
[null,null,null,null,null,null,null,null,null,null,null,null,null,null,null,null,null,null,null,null,null,null,null,null,null,null,null,null,null,null,null,null,null,null,null,null,null,null,null,8,"48.6x2.5",null,null,2.5,2.84,3.62,9.65,3.97,1.63,null,10,"DB 12",12,0.88800000000000001,1.131,3.77]
[null,null,null,null,null,null,null,null,null,null,null,null,null,null,null,null,null,null,null,null,null,null,null,null,null,null,null,null,null,null,null,null,null,null,null,null,null,null,null,9,"48.6x2.8",null,null,2.8,3.16,4.03,10.6,4.3600000000000003,1.62,null,11,"DB 16",16,1.5780000000000001,2.0099999999999998,5.03]
[null,null,null,null,null,null,null,null,null,null,null,null,null,null,null,null,null,null,null,null,null,null,null,null,null,null,null,null,null,null,null,null,null,null,null,null,null,null,null,10,"48.6x3.2",null,null,3.2,3.58,4.5599999999999996,11.8,4.8600000000000003,1.61,null,12,"DB 20",20,2.4660000000000002,3.1459999999999999,6.29]
[null,null,null,null,null,null,null,null,null,null,null,null,null,null,null,null,null,null,null,null,null,null,null,null,null,null,null,null,null,null,null,null,null,null,null,null,null,null,null,11,"60.5x2.3","  2(50)  ","  60.5  ",2.2999999999999998,3.3,4.21,17.8,5.9,2.06,null,13,"DB 22",22,2.984,3.8010000000000002,6.91]
[null,null,null,null,null,null,null,null,null,null,null,null,null,null,null,null,null,null,null,null,null,null,null,null,null,null,null,null,null,null,null,null,null,null,null,null,null,null,null,12,"60.5x3.2",null,null,3.2,4.5199999999999996,5.76,23.7,7.84,2.0299999999999998,null,14,"DB 25",25,3.8530000000000002,4.9080000000000004,7.86]
[null,null,null,null,null,null,null,null,null,null,null,null,null,null,null,null,null,null,null,null,null,null,null,null,null,null,null,null,null,null,null,null,null,null,null,null,null,null,null,13,"60.5x4.0",null,null,4,5.57,7.1,28.5,9.41,2,null,15,"DB 28",28,4.8339999999999996,6.157,8.8000000000000007]
[null,null,null,null,null,null,null,null,null,null,null,null,null,null,null,null,null,null,null,null,null,null,null,null,null,null,null,null,null,null,null,null,null,null,null,null,null,null,null,14,"76.3x2.8","  2 1/2 (65)  ","  76.3  ",2.8,5.08,6.47,43.7,11.5,2.6,null,16,"DB 32",32,6.3129999999999997,8.0419999999999998,10.06]
[null,null,null,null,null,null,null,null,null,null,null,null,null,null,null,null,null,null,null,null,null,null,null,null,null,null,null,null,null,null,null,null,null,null,null,null,null,null,null,15,"76.3x3.2",null,null,3.2,5.77,7.35,49.2,12.9,2.59,null,17,"DB 36",36,7.99,10.178000000000001,11.31]
[null,null,null,null,null,null,null,null,null,null,null,null,null,null,null,null,null,null,null,null,null,null,null,null,null,null,null,null,null,null,null,null,null,null,null,null,null,null,null,16,"76.3x4.0",null,null,4,7.13,9.09,59.5,15.6,2.58,null,18,"DB 40",40,9.8650000000000002,12.566000000000001,12.6]
[null,null,null,null,null,null,null,null,null,null,null,null,null,null,null,null,null,null,null,null,null,null,null,null,null,null,null,null,null,null,null,null,null,null,null,null,null,null,null,17,"89.1x2.8","3 (80)  ","89.1  ",2.8,5.96,7.59,70.7,15.9,3.05]
[null,null,null,null,null,null,null,null,null,null,null,null,null,null,null,null,null,null,null,null,null,null,null,null,null,null,null,null,null,null,null,null,null,null,null,null,null,null,null,18,"89.1x3.2",null,null,3.2,6.78,8.64,79.8,17.899999999999999,3.04]
[null,null,null,null,null,null,null,null,null,null,null,null,null,null,null,null,null,null,null,null,null,null,null,null,null,null,null,null,null,null,null,null,null,null,null,null,null,null,null,19,"101.6x3.2","3 1/2 (90)  ","101.6  ",3.2,7.76,9.89,120,23.6,3.48]
[null,null,null,null,null,null,null,null,null,null,null,null,null,null,null,null,null,null,null,null,null,null,null,null,null,null,null,null,null,null,null,null,null,null,null,null,null,null,null,20,"101.6x4.0",null,null,4,9.6300000000000008,12.26,146,28.8,3.45]
[null,null,null,null,null,null,null,null,null,null,null,null,null,null,null,null,null,null,null,null,null,null,null,null,null,null,null,null,null,null,null,null,null,null,null,null,null,null,null,21,"114.3x3.2","  4 (100)  ","  114.3  ",3.2,8.77,11.17,172,30.2,3.93]
[null,null,null,null,null,null,null,null,null,null,null,null,null,null,null,null,null,null,null,null,null,null,null,null,null,null,null,null,null,null,null,null,null,null,null,null,null,null,null,22,"114.3x3.5",null,null,3.5,9.58,12.18,187,32.700000000000003,3.92]
[null,null,null,null,null,null,null,null,null,null,null,null,null,null,null,null,null,null,null,null,null,null,null,null,null,null,null,null,null,null,null,null,null,null,null,null,null,null,null,23,"114.3x4.5",null,null,4.5,12.2,15.52,234,41,3.89]
[null,null,null,null,null,null,null,null,null,null,null,null,null,null,null,null,null,null,null,null,null,null,null,null,null,null,null,null,null,null,null,null,null,null,null,null,null,null,null,24,"139.8x3.6","  5 (125)    ","  139.8    ",3.6,12.1,15.4,357,51.1,4.82]
[null,null,null,null,null,null,null,null,null,null,null,null,null,null,null,null,null,null,null,null,null,null,null,null,null,null,null,null,null,null,null,null,null,null,null,null,null,null,null,25,"139.8x4.0",null,null,4,13.4,17.07,394,56.3,4.8]
[null,null,null,null,null,null,null,null,null,null,null,null,null,null,null,null,null,null,null,null,null,null,null,null,null,null,null,null,null,null,null,null,null,null,null,null,null,null,null,26,"139.8x4.5",null,null,4.5,15,19.13,438,62.7,4.79]
[null,null,null,null,null,null,null,null,null,null,null,null,null,null,null,null,null,null,null,null,null,null,null,null,null,null,null,null,null,null,null,null,null,null,null,null,null,null,null,27,"139.8x6.0",null,null,6,19.8,25.22,566,80.2,4.74]
[null,null,null,null,null,null,null,null,null,null,null,null,null,null,null,null,null,null,null,null,null,null,null,null,null,null,null,null,null,null,null,null,null,null,null,null,null,null,null,28,"165.2x4.5","  6 (150)    ","  165.2    ",4.5,17.8,22.72,734,88.9,5.68]
[null,null,null,null,null,null,null,null,null,null,null,null,null,null,null,null,null,null,null,null,null,null,null,null,null,null,null,null,null,null,null,null,null,null,null,null,null,null,null,29,"165.2x5.0",null,null,5,19.8,25.16,808,97.8,5.67]
[null,null,null,null,null,null,null,null,null,null,null,null,null,null,null,null,null,null,null,null,null,null,null,null,null,null,null,null,null,null,null,null,null,null,null,null,null,null,null,30,"165.2x6.0",null,null,6,23.6,30.01,952,115,5.63]
[null,null,null,null,null,null,null,null,null,null,null,null,null,null,null,null,null,null,null,null,null,null,null,null,null,null,null,null,null,null,null,null,null,null,null,null,null,null,null,31,"165.2x7.1",null,null,7.1,27.7,35.26,1100,134,5.6]
[null,null,null,null,null,null,null,null,null,null,null,null,null,null,null,null,null,null,null,null,null,null,null,null,null,null,null,null,null,null,null,null,null,null,null,null,null,null,null,32,"216.3x4.5","  8 (200)    ","  216.3    ",4.5,23.5,29.94,1680,155,7.49]
[null,null,null,null,null,null,null,null,null,null,null,null,null,null,null,null,null,null,null,null,null,null,null,null,null,null,null,null,null,null,null,null,null,null,null,null,null,null,null,33,"216.3x5.8",null,null,5.8,30.1,38.36,2130,197,7.45]
[null,null,null,null,null,null,null,null,null,null,null,null,null,null,null,null,null,null,null,null,null,null,null,null,null,null,null,null,null,null,null,null,null,null,null,null,null,null,null,34,"216.3x7.0",null,null,7,36.1,46.03,2520,233,7.4]
[null,null,null,null,null,null,null,null,null,null,null,null,null,null,null,null,null,null,null,null,null,null,null,null,null,null,null,null,null,null,null,null,null,null,null,null,null,null,null,35,"216.3x8.2",null,null,8.1999999999999993,42.1,53.61,2910,269,7.36]
[]
[]
[]
[null,null,null,null,null,null,null,null,null,null,null,null,null,null,null,null,null,null,null,null,null,null,null,null,null,null,null,null,null,null,null,null,null,null,null,null,null,null,null,null,null,null,null,null,null,"Channels"]
[]
[null,null,null,null,null,null,null,null,null,null,null,null,null,null,null,null,null,null,null,null,null,null,null,null,null,null,null,null,null,null,null,null,null,null,null,null,null,null,null,null,null,null,null,null,null,"TIS / JIS STANDARDS"]
[]
[null,null,null,null,null,null,null,null,null,null,null,null,null,null,null,null,null,null,null,null,null,null,null,null,null,null,null,null,null,null,null,null,null,null,null,null,null,null,null,null,null,null,null,null,null,"( TIS 1227 : 1996 / JIS G3192 : 1990)"]
[]
[null,null,null,null,null,null,null,null,null,null,null,null,null,null,null,null,null,null,null,null,null,null,null,null,null,null,null,null,null,null,null,null,null,null,null,null,null,null,null,null,null,null,null,null,null,"Size & Properties"]
[]
[]
[null,null,null,null,null,null,null,null,null,null,null,null,null,null,null,null,null,null,null,null,null,null,null,null,null,null,null,null,null,null,null,null,null,null,null,null,null,null,null,null,null,"Standard Sectional Dimension (mm.)",null,null,null,null,"Sectional Area (cm2)","Weight (kg/m.)","Reference"]
[null,null,null,null,null,null,null,null,null,null,null,null,null,null,null,null,null,null,null,null,null,null,null,null,null,null,null,null,null,null,null,null,null,null,null,null,null,null,null,null,null,"H x B","t1","t2","r1","r2",null,null,"Position of Center of Gravity (cm.)",null,"Moment of Inertia (cm4)",null,"Raidus of Gyration (cm.)",null,"Modulus of Section (cm3)"]
[null,null,null,null,null,null,null,null,null,null,null,null,null,null,null,null,null,null,null,null,null,null,null,null,null,null,null,null,null,null,null,null,null,null,null,null,null,null,null,null,null,null,null,null,null,null,null,null,"Cx","Cy","lx","ly","ix","iy","Zx","Zy"]
[null,null,null,null,null,null,null,null,null,null,null,null,null,null,null,null,null,null,null,null,null,null,null,null,null,null,null,null,null,null,null,null,null,null,null,null,null,null,null,1,{"$f":"AP126&\"x\"&AQ126&\"x\"&AR126","v":"75x40x5x7"},"75x40",5,7,8,4,8.8179999999999996,6.92,0,1.28,75.3,12.2,2.92,1.17,20.100000000000001,4.47]
[null,null,null,null,null,null,null,null,null,null,null,null,null,null,null,null,null,null,null,null,null,null,null,null,null,null,null,null,null,null,null,null,null,null,null,null,null,null,null,2,{"$f":"AP127&\"x\"&AQ127&\"x\"&AR127","v":"100x50x5x7.5"},"100x50",5,7.5,8,4,11.92,9.36,0,1.54,188,26,3.97,1.48,37.6,7.52]
[null,null,null,null,null,null,null,null,null,null,null,null,null,null,null,null,null,null,null,null,null,null,null,null,null,null,null,null,null,null,null,null,null,null,null,null,null,null,null,3,"125x65x6x8","125x65",6,8,8,4,17.11,13.4,0,1.9,424,61.8,4.9800000000000004,1.9,67.8,13.4]
[null,null,null,null,null,null,null,null,null,null,null,null,null,null,null,null,null,null,null,null,null,null,null,null,null,null,null,null,null,null,null,null,null,null,null,null,null,null,null,4,"150x75x6.5x10","150x75",6.5,10,10,5,23.71,18.600000000000001,0,2.2799999999999998,861,117,6.03,2.2200000000000002,115,22.4]
[null,null,null,null,null,null,null,null,null,null,null,null,null,null,null,null,null,null,null,null,null,null,null,null,null,null,null,null,null,null,null,null,null,null,null,null,null,null,null,5,"150x75x9x12.5","150x75",9,12.5,15,7.5,30.59,24,0,2.31,1050,147,5.86,2.19,140,28.3]
[null,null,null,null,null,null,null,null,null,null,null,null,null,null,null,null,null,null,null,null,null,null,null,null,null,null,null,null,null,null,null,null,null,null,null,null,null,null,null,6,"180x75x7x10.5","180x75",7,10.5,11,5.5,27.2,21.4,0,2.13,1380,131,7.12,2.19,15.3,24.3]
[null,null,null,null,null,null,null,null,null,null,null,null,null,null,null,null,null,null,null,null,null,null,null,null,null,null,null,null,null,null,null,null,null,null,null,null,null,null,null,7,"200x80x7.5x11","200x80",7.5,11,12,6,31.33,24.6,0,2.21,1950,168,7.88,2.3199999999999998,195,29.1]
[null,null,null,null,null,null,null,null,null,null,null,null,null,null,null,null,null,null,null,null,null,null,null,null,null,null,null,null,null,null,null,null,null,null,null,null,null,null,null,8,"200x90x8x13.5","200x90",8,13.5,14,7,38.65,30.3,0,2.74,2490,277,8.02,2.68,249,44.2]
[null,null,null,null,null,null,null,null,null,null,null,null,null,null,null,null,null,null,null,null,null,null,null,null,null,null,null,null,null,null,null,null,null,null,null,null,null,null,null,9,"250x90x9x13","250x90",9,13,14,7,44.07,34.6,0,2.4,4180,294,9.74,2.58,334,44.5]
[null,null,null,null,null,null,null,null,null,null,null,null,null,null,null,null,null,null,null,null,null,null,null,null,null,null,null,null,null,null,null,null,null,null,null,null,null,null,null,10,"250x90x11x14.5","250x90",11,14.5,17,8.5,51.17,40.200000000000003,0,2.4,4680,329,9.56,2.54,374,49.9]
[null,null,null,null,null,null,null,null,null,null,null,null,null,null,null,null,null,null,null,null,null,null,null,null,null,null,null,null,null,null,null,null,null,null,null,null,null,null,null,11,"300x90x9x13","300x90",9,13,14,7,48.57,38.1,0,2.2200000000000002,6440,309,11.5,2.52,429,45.7]
[null,null,null,null,null,null,null,null,null,null,null,null,null,null,null,null,null,null,null,null,null,null,null,null,null,null,null,null,null,null,null,null,null,null,null,null,null,null,null,12,{"$f":"AP137&\"x\"&AQ137&\"x\"&AR137","v":"300x90x10x15.5"},"300x90",10,15.5,19,9.5,55.74,43.8,0,2.34,7410,360,11.5,2.54,494,54.1]
[null,null,null,null,null,null,null,null,null,null,null,null,null,null,null,null,null,null,null,null,null,null,null,null,null,null,null,null,null,null,null,null,null,null,null,null,null,null,null,13,"300x90x12x16","300x90",12,16,19,9.5,61.9,48.6,0,2.2799999999999998,7870,379,11.3,2.48,525,56.4]
[null,null,null,null,null,null,null,null,null,null,null,null,null,null,null,null,null,null,null,null,null,null,null,null,null,null,null,null,null,null,null,null,null,null,null,null,null,null,null,14,"380x100x10.5x16","380x100",10.5,16,18,9,63.39,54.5,0,2.41,14500,535,14.5,2.78,763,70.5]
[null,null,null,null,null,null,null,null,null,null,null,null,null,null,null,null,null,null,null,null,null,null,null,null,null,null,null,null,null,null,null,null,null,null,null,null,null,null,null,15,"380x100x13x16.5","380x100",13,16.5,18,9,78.959999999999994,62,0,2.33,15600,565,14.1,2.67,823,73.599999999999994]
[null,null,null,null,null,null,null,null,null,null,null,null,null,null,null,null,null,null,null,null,null,null,null,null,null,null,null,null,null,null,null,null,null,null,null,null,null,null,null,16,{"$f":"AP141&\"x\"&AQ141&\"x\"&AR141","v":"380x100x13x20"},"380x100",13,20,24,12,85.71,67.3,0,2.54,17600,655,14.3,2.76,926,87.8]
[]
[]
[]
[null,null,null,null,null,null,null,null,null,null,null,null,null,null,null,null,null,null,null,null,null,null,null,null,null,null,null,null,null,null,null,null,null,null,null,null,null,null,null,null,null,null,null,null,null,"Equal Angles"]
[]
[null,null,null,null,null,null,null,null,null,null,null,null,null,null,null,null,null,null,null,null,null,null,null,null,null,null,null,null,null,null,null,null,null,null,null,null,null,null,null,null,null,null,null,null,null,"TIS / JIS STANDARDS"]
[]
[null,null,null,null,null,null,null,null,null,null,null,null,null,null,null,null,null,null,null,null,null,null,null,null,null,null,null,null,null,null,null,null,null,null,null,null,null,null,null,null,null,null,null,null,null,"(TIS 1227 : 1996 / JIS G3192 : 1990)"]
[]
[null,null,null,null,null,null,null,null,null,null,null,null,null,null,null,null,null,null,null,null,null,null,null,null,null,null,null,null,null,null,null,null,null,null,null,null,null,null,null,null,null,null,null,null,null,"Size & Properties"]
[]
[]
[null,null,null,null,null,null,null,null,null,null,null,null,null,null,null,null,null,null,null,null,null,null,null,null,null,null,null,null,null,null,null,null,null,null,null,null,null,null,null,null,null,"Standard Sectional Dimesion mm.",null,null,null,"Sectional Area cm2","Unit Weight kg/m","Reference"]
[null,null,null,null,null,null,null,null,null,null,null,null,null,null,null,null,null,null,null,null,null,null,null,null,null,null,null,null,null,null,null,null,null,null,null,null,null,null,null,null,null,null,null,null,null,null,null,"Position of Center of Gravity cm. ",null,"Geometrical Moment of Ineryia cm4",null,null,null,"Raidus of Gyration of Area cm.",null,null,null,"Modulus of Section cm3"]
[null,null,null,null,null,null,null,null,null,null,null,null,null,null,null,null,null,null,null,null,null,null,null,null,null,null,null,null,null,null,null,null,null,null,null,null,null,null,null,null,null,"AxB","t","r1","r2",null,null,"Cx","Cy","Ix","Iy","Max ix","Min iy","ix","iy","Max ix","Max iy","Zx","Zy"]
[null,null,null,null,null,null,null,null,null,null,null,null,null,null,null,null,null,null,null,null,null,null,null,null,null,null,null,null,null,null,null,null,null,null,null,null,null,null,null,1,{"$f":"AP157&\"x\"&AQ157","v":"25x25x3"},"25x25",3,4,2,1.427,1.1200000000000001,0.71899999999999997,0.71899999999999997,0.79700000000000004,0.79700000000000004,1.26,0.33200000000000002,0.747,0.747,0.94,0.48299999999999998,0.44800000000000001,0.44800000000000001]
[null,null,null,null,null,null,null,null,null,null,null,null,null,null,null,null,null,null,null,null,null,null,null,null,null,null,null,null,null,null,null,null,null,null,null,null,null,null,null,2,{"$f":"AP158&\"x\"&AQ158","v":"25x25x5"},"25x25",5,3.5,2.4,2.2599999999999998,1.77,0.8,0.8,1.2,1.2,1.89,0.52,0.73,0.73,0.91,0.48,0.71,0.71]
[null,null,null,null,null,null,null,null,null,null,null,null,null,null,null,null,null,null,null,null,null,null,null,null,null,null,null,null,null,null,null,null,null,null,null,null,null,null,null,3,"30x30x3","30x30",3,4,2,1.7270000000000001,1.36,0.84399999999999997,0.84399999999999997,1.42,1.42,2.2599999999999998,0.59,0.90800000000000003,0.90800000000000003,1.1399999999999999,0.58499999999999996,0.66100000000000003,0.66100000000000003]
[null,null,null,null,null,null,null,null,null,null,null,null,null,null,null,null,null,null,null,null,null,null,null,null,null,null,null,null,null,null,null,null,null,null,null,null,null,null,null,4,"30x30x5","30x30",5,5,2.4,2.78,2.1800000000000002,0.92,0.92,2.16,2.16,3.41,0.92,0.88,0.88,1.1100000000000001,0.56999999999999995,1.04,1.04]
[null,null,null,null,null,null,null,null,null,null,null,null,null,null,null,null,null,null,null,null,null,null,null,null,null,null,null,null,null,null,null,null,null,null,null,null,null,null,null,5,"40x40x3","40x40",3,4.5,2,2.3359999999999999,1.83,1.0900000000000001,1.0900000000000001,3.53,3.53,5.6,1.46,1.23,1.23,1.55,0.79,1.21,1.21]
[null,null,null,null,null,null,null,null,null,null,null,null,null,null,null,null,null,null,null,null,null,null,null,null,null,null,null,null,null,null,null,null,null,null,null,null,null,null,null,6,"40x40x5","40x40",5,4.5,3,3.7549999999999999,2.95,1.17,1.17,5.42,5.42,8.59,2.25,1.2,1.2,1.51,0.77400000000000002,1.91,1.91]
[null,null,null,null,null,null,null,null,null,null,null,null,null,null,null,null,null,null,null,null,null,null,null,null,null,null,null,null,null,null,null,null,null,null,null,null,null,null,null,7,"40x40x6","40x40",6,6,2.4,4.4800000000000004,3.52,1.2,1.2,6.31,6.31,9.98,2.65,1.19,1.19,1.49,0.77,2.2599999999999998,2.2599999999999998]
[null,null,null,null,null,null,null,null,null,null,null,null,null,null,null,null,null,null,null,null,null,null,null,null,null,null,null,null,null,null,null,null,null,null,null,null,null,null,null,8,"45x45x4","45x45",4,6.5,3,3.492,2.74,1.24,1.24,6.5,6.5,10.3,2.7,1.36,1.36,1.72,0.88,2,2]
[null,null,null,null,null,null,null,null,null,null,null,null,null,null,null,null,null,null,null,null,null,null,null,null,null,null,null,null,null,null,null,null,null,null,null,null,null,null,null,9,"45x45x5","45x45",5,6.5,3,4.3019999999999996,3.38,1.28,1.28,7.91,7.91,12.5,3.29,1.36,1.36,1.71,0.874,2.46,2.46]
[null,null,null,null,null,null,null,null,null,null,null,null,null,null,null,null,null,null,null,null,null,null,null,null,null,null,null,null,null,null,null,null,null,null,null,null,null,null,null,10,"50x50x3","50x50",3,7,2.4,2.96,2.33,1.31,1.31,6.86,6.86,10.8,2.88,1.52,1.52,1.91,0.99,1.86,1.86]
[null,null,null,null,null,null,null,null,null,null,null,null,null,null,null,null,null,null,null,null,null,null,null,null,null,null,null,null,null,null,null,null,null,null,null,null,null,null,null,11,"50x50x4","50x50",4,6.5,3,3.8919999999999999,3.06,1.37,1.37,9.06,9.06,14.4,3.76,1.53,1.53,1.92,0.98299999999999998,2.4900000000000002,2.4900000000000002]
[null,null,null,null,null,null,null,null,null,null,null,null,null,null,null,null,null,null,null,null,null,null,null,null,null,null,null,null,null,null,null,null,null,null,null,null,null,null,null,12,"50x50x5","50x50",5,6.5,3,4.8019999999999996,3.77,1.41,1.41,11.1,11.1,17.5,4.58,1.52,1.52,1.91,0.97599999999999998,3.08,3.08]
[null,null,null,null,null,null,null,null,null,null,null,null,null,null,null,null,null,null,null,null,null,null,null,null,null,null,null,null,null,null,null,null,null,null,null,null,null,null,null,13,"50x50x6","50x50",6,6.5,4.5,5.6440000000000001,4.43,1.44,1.44,12.6,12.6,20,5.23,1.5,1.5,1.88,0.96299999999999997,3.55,3.55]
[null,null,null,null,null,null,null,null,null,null,null,null,null,null,null,null,null,null,null,null,null,null,null,null,null,null,null,null,null,null,null,null,null,null,null,null,null,null,null,14,"60x60x4","60x60",4,6.5,3,4.6920000000000002,3.68,1.61,1.61,16,16,25.4,6.62,1.85,1.85,2.33,1.19,3.66,3.66]
[null,null,null,null,null,null,null,null,null,null,null,null,null,null,null,null,null,null,null,null,null,null,null,null,null,null,null,null,null,null,null,null,null,null,null,null,null,null,null,15,"60x60x5","60x60",5,6.5,3,5.8019999999999996,4.55,1.66,1.66,19.600000000000001,19.600000000000001,31.2,8.09,1.84,1.84,2.3199999999999998,1.18,4.5199999999999996,4.5199999999999996]
[null,null,null,null,null,null,null,null,null,null,null,null,null,null,null,null,null,null,null,null,null,null,null,null,null,null,null,null,null,null,null,null,null,null,null,null,null,null,null,16,"65x65x5","65x65",5,8.5,3,6.367,5,1.77,1.77,25.3,25.3,40.1,10.5,1.99,1.99,2.5099999999999998,1.28,5.35,5.35]
[null,null,null,null,null,null,null,null,null,null,null,null,null,null,null,null,null,null,null,null,null,null,null,null,null,null,null,null,null,null,null,null,null,null,null,null,null,null,null,17,"65x65x6","65x65",6,8.5,4,7.5270000000000001,5.91,1.81,1.81,29.4,29.4,46.6,12.2,1.98,1.98,2.4900000000000002,1.27,6.26,6.26]
[null,null,null,null,null,null,null,null,null,null,null,null,null,null,null,null,null,null,null,null,null,null,null,null,null,null,null,null,null,null,null,null,null,null,null,null,null,null,null,18,"65x65x8","65x65",8,8.5,6,9.7609999999999992,7.66,1.88,1.88,36.799999999999997,36.799999999999997,58.3,15.3,1.94,1.94,2.44,1.25,7.96,7.96]
[null,null,null,null,null,null,null,null,null,null,null,null,null,null,null,null,null,null,null,null,null,null,null,null,null,null,null,null,null,null,null,null,null,null,null,null,null,null,null,19,"70x70x6","70x70",6,8.5,4,8.1270000000000007,6.38,1.93,1.93,37.1,37.1,58.9,15.3,2.14,2.14,2.69,1.37,7.33,7.33]
[null,null,null,null,null,null,null,null,null,null,null,null,null,null,null,null,null,null,null,null,null,null,null,null,null,null,null,null,null,null,null,null,null,null,null,null,null,null,null,20,"75x75x6","75x75",6,8.5,4,8.7270000000000003,6.85,2.06,2.06,46.1,46.1,73.2,19,2.2999999999999998,2.2999999999999998,2.9,1.48,8.4700000000000006,8.4700000000000006]
[null,null,null,null,null,null,null,null,null,null,null,null,null,null,null,null,null,null,null,null,null,null,null,null,null,null,null,null,null,null,null,null,null,null,null,null,null,null,null,21,"75x75x9","75x75",9,8.5,6,12.69,9.9600000000000009,2.17,2.17,64.400000000000006,64.400000000000006,102,26.7,2.25,2.25,2.84,1.45,12.1,12.1]
[null,null,null,null,null,null,null,null,null,null,null,null,null,null,null,null,null,null,null,null,null,null,null,null,null,null,null,null,null,null,null,null,null,null,null,null,null,null,null,22,"75x75x12","75x75",12,8.5,6,16.559999999999999,13,2.29,2.29,81.900000000000006,81.900000000000006,129,34.5,2.2200000000000002,2.2200000000000002,2.79,1.44,15.7,15.7]
[null,null,null,null,null,null,null,null,null,null,null,null,null,null,null,null,null,null,null,null,null,null,null,null,null,null,null,null,null,null,null,null,null,null,null,null,null,null,null,23,"80x80x6","80x80",6,8.5,4,9.327,7.32,2.1800000000000002,2.1800000000000002,56.4,56.4,89.6,23.2,2.46,2.46,3.1,1.58,9.6999999999999993,9.6999999999999993]
[null,null,null,null,null,null,null,null,null,null,null,null,null,null,null,null,null,null,null,null,null,null,null,null,null,null,null,null,null,null,null,null,null,null,null,null,null,null,null,24,"90x90x6","90x90",6,10,5,10.55,8.2799999999999994,2.42,2.42,80.7,80.7,128,33.4,2.77,2.77,3.48,1.78,12.3,12.3]
[null,null,null,null,null,null,null,null,null,null,null,null,null,null,null,null,null,null,null,null,null,null,null,null,null,null,null,null,null,null,null,null,null,null,null,null,null,null,null,25,"90x90x7","90x90",7,10,5,12.22,9.59,2.46,2.46,93,93,148,38.299999999999997,2.76,2.76,3.48,1.77,14.2,14.2]
[null,null,null,null,null,null,null,null,null,null,null,null,null,null,null,null,null,null,null,null,null,null,null,null,null,null,null,null,null,null,null,null,null,null,null,null,null,null,null,26,"90x90x10","90x90",10,10,7,17,13.3,2.57,2.57,125,125,199,51.7,2.71,2.71,3.42,1.74,19.5,19.5]
[null,null,null,null,null,null,null,null,null,null,null,null,null,null,null,null,null,null,null,null,null,null,null,null,null,null,null,null,null,null,null,null,null,null,null,null,null,null,null,27,"90x90x12","90x90",12,11,4.8,20.3,15.9,2.66,2.66,148,148,234,61.7,2.7,2.7,3.4,1.75,23.3,23.3]
[null,null,null,null,null,null,null,null,null,null,null,null,null,null,null,null,null,null,null,null,null,null,null,null,null,null,null,null,null,null,null,null,null,null,null,null,null,null,null,28,"90x90x13","90x90",13,10,7,21.71,17,2.69,2.69,156,156,248,65.3,2.68,2.68,3.38,1.73,24.8,24.8]
[null,null,null,null,null,null,null,null,null,null,null,null,null,null,null,null,null,null,null,null,null,null,null,null,null,null,null,null,null,null,null,null,null,null,null,null,null,null,null,29,"100x100x7","100x100",7,10,5,13.62,10.7,2.71,2.71,129,129,205,53.2,3.08,3.08,3.88,1.98,17.7,17.7]
[null,null,null,null,null,null,null,null,null,null,null,null,null,null,null,null,null,null,null,null,null,null,null,null,null,null,null,null,null,null,null,null,null,null,null,null,null,null,null,30,"100x100x10","100x100",10,10,7,19,14.9,2.82,2.82,175,175,278,72,3.04,3.04,3.83,1.95,24.4,24.4]
[null,null,null,null,null,null,null,null,null,null,null,null,null,null,null,null,null,null,null,null,null,null,null,null,null,null,null,null,null,null,null,null,null,null,null,null,null,null,null,31,"100x100x12","100x100",12,12,4.8,22.7,17.8,2.9,2.9,207,207,328,85.7,3.02,3.02,3.8,1.94,29.1,29.1]
[null,null,null,null,null,null,null,null,null,null,null,null,null,null,null,null,null,null,null,null,null,null,null,null,null,null,null,null,null,null,null,null,null,null,null,null,null,null,null,32,"100x100x13","100x100",13,10,7,24.31,19.100000000000001,2.94,2.94,220,220,348,91.1,3,3,3.78,1.94,31.1,31.1]
[null,null,null,null,null,null,null,null,null,null,null,null,null,null,null,null,null,null,null,null,null,null,null,null,null,null,null,null,null,null,null,null,null,null,null,null,null,null,null,33,"120x120x8","120x120",8,12,5,18.760000000000002,14.7,3.24,3.24,258,258,410,106,3.71,3.71,4.67,2.38,29.5,29.5]
[null,null,null,null,null,null,null,null,null,null,null,null,null,null,null,null,null,null,null,null,null,null,null,null,null,null,null,null,null,null,null,null,null,null,null,null,null,null,null,34,"130x130x9","130x130",9,12,6,22.74,17.899999999999999,3.53,3.53,366,366,583,150,4.01,4.01,5.0599999999999996,2.57,38.700000000000003,38.700000000000003]
[null,null,null,null,null,null,null,null,null,null,null,null,null,null,null,null,null,null,null,null,null,null,null,null,null,null,null,null,null,null,null,null,null,null,null,null,null,null,null,35,"130x130x12","130x130",12,12,8.5,29.76,23.4,3.64,3.64,467,467,743,192,3.96,3.96,5,2.54,49.9,49.9]
[null,null,null,null,null,null,null,null,null,null,null,null,null,null,null,null,null,null,null,null,null,null,null,null,null,null,null,null,null,null,null,null,null,null,null,null,null,null,null,36,"130x130x15","130x130",15,12,8.5,36.75,28.8,3.76,3.76,568,568,902,234,3.93,3.93,4.95,2.5299999999999998,21.5,21.5]
[null,null,null,null,null,null,null,null,null,null,null,null,null,null,null,null,null,null,null,null,null,null,null,null,null,null,null,null,null,null,null,null,null,null,null,null,null,null,null,37,"150x150x12","150x150",12,14,7,34.770000000000003,27.3,4.1399999999999997,4.1399999999999997,740,740,1180,304,4.16,4.16,5.82,2.96,68.099999999999994,68.099999999999994]
[null,null,null,null,null,null,null,null,null,null,null,null,null,null,null,null,null,null,null,null,null,null,null,null,null,null,null,null,null,null,null,null,null,null,null,null,null,null,null,38,"150x150x15","150x150",15,14,10,42.74,33.6,4.24,4.24,888,888,1410,365,4.5599999999999996,4.5599999999999996,5.75,2.92,82.6,82.6]
[null,null,null,null,null,null,null,null,null,null,null,null,null,null,null,null,null,null,null,null,null,null,null,null,null,null,null,null,null,null,null,null,null,null,null,null,null,null,null,39,"150x150x19","150x150",19,14,10,53.38,41.9,4.4000000000000004,4.4000000000000004,1090,1090,1730,451,4.5199999999999996,4.5199999999999996,5.69,2.91,103,103]
[null,null,null,null,null,null,null,null,null,null,null,null,null,null,null,null,null,null,null,null,null,null,null,null,null,null,null,null,null,null,null,null,null,null,null,null,null,null,null,40,"175x175x12","175x175",12,15,11,40.520000000000003,31.8,4.7300000000000004,4.7300000000000004,1170,1170,1860,480,5.38,5.38,6.78,3.44,91.8,91.8]
[null,null,null,null,null,null,null,null,null,null,null,null,null,null,null,null,null,null,null,null,null,null,null,null,null,null,null,null,null,null,null,null,null,null,null,null,null,null,null,41,"175x175x15","175x175",15,15,11,50.21,39.4,4.8499999999999996,4.8499999999999996,1440,1440,2290,589,5.35,5.35,6.75,3.42,114,114]
[null,null,null,null,null,null,null,null,null,null,null,null,null,null,null,null,null,null,null,null,null,null,null,null,null,null,null,null,null,null,null,null,null,null,null,null,null,null,null,42,"200x200x15","200x200",15,17,12,57.75,45.3,5.46,5.46,2180,2180,3470,891,6.14,6.14,7.75,3.93,150,150]
[null,null,null,null,null,null,null,null,null,null,null,null,null,null,null,null,null,null,null,null,null,null,null,null,null,null,null,null,null,null,null,null,null,null,null,null,null,null,null,43,"200x200x20","200x200",20,17,12,76,59.7,5.67,5.67,2820,2820,4490,1160,6.09,6.09,7.68,3.9,197,197]
[null,null,null,null,null,null,null,null,null,null,null,null,null,null,null,null,null,null,null,null,null,null,null,null,null,null,null,null,null,null,null,null,null,null,null,null,null,null,null,44,"200x200x25","200x200",25,17,12,93.75,73.599999999999994,5.86,5.86,3420,3420,5420,1410,6.04,6.04,7.61,3.88,242,242]
[null,null,null,null,null,null,null,null,null,null,null,null,null,null,null,null,null,null,null,null,null,null,null,null,null,null,null,null,null,null,null,null,null,null,null,null,null,null,null,45,"250x250x25","250x250",25,24,12,119.4,93.7,7.1,7.1,6950,6950,11000,2860,7.63,7.63,9.6199999999999992,4.9000000000000004,388,388]
[null,null,null,null,null,null,null,null,null,null,null,null,null,null,null,null,null,null,null,null,null,null,null,null,null,null,null,null,null,null,null,null,null,null,null,null,null,null,null,46,"250x250x35","250x250",35,24,18,162.6,128,7.45,7.45,9110,9110,14400,3790,7.49,7.49,9.42,4.83,519,519]
[]
[]
[]
[null,null,null,null,null,null,null,null,null,null,null,null,null,null,null,null,null,null,null,null,null,null,null,null,null,null,null,null,null,null,null,null,null,null,null,null,null,null,null,null,null,null,null,null,null,"H-Sections or WF-Wide Flange"]
[]
[null,null,null,null,null,null,null,null,null,null,null,null,null,null,null,null,null,null,null,null,null,null,null,null,null,null,null,null,null,null,null,null,null,null,null,null,null,null,null,null,null,null,null,null,null,"TIS / JIS STANDARDS"]
[]
[null,null,null,null,null,null,null,null,null,null,null,null,null,null,null,null,null,null,null,null,null,null,null,null,null,null,null,null,null,null,null,null,null,null,null,null,null,null,null,null,null,null,null,null,null,"(TIS 1227 : 1996 / JIS G3192 : 1990)"]
[]
[null,null,null,null,null,null,null,null,null,null,null,null,null,null,null,null,null,null,null,null,null,null,null,null,null,null,null,null,null,null,null,null,null,null,null,null,null,null,null,null,null,null,null,null,null,"Size & Properties"]
[]
[]
[null,null,null,null,null,null,null,null,null,null,null,null,null,null,null,null,null,null,null,null,null,null,null,null,null,null,null,null,null,null,null,null,null,null,null,null,null,null,null,null,null,"Nominal Size mm.","Weight",null,"Sectional Dimension",null,null,null,null,null,null,null,null,null,"Sectional Area cm2","Sectional Area in2","Moment of Inertia",null,null,null,"Radius of Gyration",null,null,null,"Modulus of Section",null,null,null,"Nominal Size mm."]
[null,null,null,null,null,null,null,null,null,null,null,null,null,null,null,null,null,null,null,null,null,null,null,null,null,null,null,null,null,null,null,null,null,null,null,null,null,null,null,null,null,null,null,null,"H",null,"B",null,"t1",null,"t2",null,"r",null,null,null,"Ix",null,"Iy",null,"Ix",null,"Iy",null,"Ix",null,"Iy"]
[null,null,null,null,null,null,null,null,null,null,null,null,null,null,null,null,null,null,null,null,null,null,null,null,null,null,null,null,null,null,null,null,null,null,null,null,null,null,null,null,null,null,"kg/m.","lb/ft.","mm.","in.","mm.","in.","mm.","in.","mm.","in.","mm.","in.",null,null,"cm4","in4","cm4","in4","cm.","in.","cm.","in.","cm3","in3","cm3","in3"]
[null,null,null,null,null,null,null,null,null,null,null,null,null,null,null,null,null,null,null,null,null,null,null,null,null,null,null,null,null,null,null,null,null,null,null,null,null,null,null,1,{"$f":"AP218&\"x\"&AW218&\"x\"&AY218","v":"100x100x6x8"},"100x100",17.2,11.6,100,3.94,100,3.94,6,0.23599999999999999,8,0.315,10,0.39400000000000002,21.9,3.39,383,9.1999999999999993,134,3.22,4.2,1.65,2.4700000000000002,0.97,77,4.7,27,1.63,"100x100"]
[null,null,null,null,null,null,null,null,null,null,null,null,null,null,null,null,null,null,null,null,null,null,null,null,null,null,null,null,null,null,null,null,null,null,null,null,null,null,null,2,{"$f":"AP219&\"x\"&AW219&\"x\"&AY219","v":"125x125x6.5x9"},"125x125",23.8,16,125,4.92,125,4.92,6.5,0.25600000000000001,9,0.35399999999999998,10,0.39400000000000002,30.31,4.7,847,20.350000000000001,293,7.04,5.3,2.08,3.11,1.22,136,8.3000000000000007,47,2.87,"125x125"]
[null,null,null,null,null,null,null,null,null,null,null,null,null,null,null,null,null,null,null,null,null,null,null,null,null,null,null,null,null,null,null,null,null,null,null,null,null,null,null,3,{"$f":"AP220&\"x\"&AW220&\"x\"&AY220","v":"150x75x5x7"},"150x75",14,9.4,150,5.91,75,2.95,5,0.2,7,0.28000000000000003,8,0.31,17.850000000000001,2.77,666,16,50,1.19,6.1,2.41,1.66,0.65,89,5.4,13,0.81,"150x75"]
[null,null,null,null,null,null,null,null,null,null,null,null,null,null,null,null,null,null,null,null,null,null,null,null,null,null,null,null,null,null,null,null,null,null,null,null,null,null,null,4,{"$f":"AP221&\"x\"&AW221&\"x\"&AY221","v":"150x100x6x9"},"150x100",21.1,14.2,148,5.83,100,3.94,6,0.23599999999999999,9,0.35399999999999998,11,0.433,26.84,4.16,1020,24.51,151,3.63,6.2,2.4300000000000002,2.37,0.93,138,8.4,30,1.84,"150x100"]
[null,null,null,null,null,null,null,null,null,null,null,null,null,null,null,null,null,null,null,null,null,null,null,null,null,null,null,null,null,null,null,null,null,null,null,null,null,null,null,5,"150x150x7x10","150x150",31.5,21.2,150,5.91,150,5.91,7,0.27600000000000002,10,0.39400000000000002,11,0.433,40.14,6.22,1640,39.4,563,13.53,6.4,2.52,3.75,1.48,219,13.4,75,4.58,"150x150"]
[null,null,null,null,null,null,null,null,null,null,null,null,null,null,null,null,null,null,null,null,null,null,null,null,null,null,null,null,null,null,null,null,null,null,null,null,null,null,null,6,"175x175x7.5x11","175x175",40.200000000000003,27,175,6.89,175,6.89,7.5,0.29499999999999998,11,0.433,12,0.47199999999999998,51.21,7.94,2880,69.19,984,23.64,7.5,2.95,4.38,1.72,330,20.100000000000001,112,6.83,"175x175"]
[null,null,null,null,null,null,null,null,null,null,null,null,null,null,null,null,null,null,null,null,null,null,null,null,null,null,null,null,null,null,null,null,null,null,null,null,null,null,null,7,"200x100x4.5x7","200x100",18.2,12.2,198,7.8,99,3.9,4.5,0.17699999999999999,7,0.27600000000000002,11,0.433,23.18,3.59,1580,37.96,114,2.74,8.3000000000000007,3.25,2.21,0.87,160,9.8000000000000007,23,1.4,"200x100"]
[null,null,null,null,null,null,null,null,null,null,null,null,null,null,null,null,null,null,null,null,null,null,null,null,null,null,null,null,null,null,null,null,null,null,null,null,null,null,null,8,"200x100x5.5x8","200x100",21.3,14.3,200,7.87,100,3.94,5.5,0.217,8,0.315,11,0.433,27.16,4.21,1840,44.21,134,3.22,8.1999999999999993,3.24,2.2200000000000002,0.87,184,11.2,27,1.64]
[null,null,null,null,null,null,null,null,null,null,null,null,null,null,null,null,null,null,null,null,null,null,null,null,null,null,null,null,null,null,null,null,null,null,null,null,null,null,null,9,"200x150x6x9","200x150",30.6,20.6,194,7.64,150,5.91,6,0.23599999999999999,9,0.35399999999999998,13,0.51200000000000001,39.01,6.05,2690,64.63,507,12.18,8.3000000000000007,3.27,3.61,1.42,227,16.899999999999999,68,4.13,"200x150"]
[null,null,null,null,null,null,null,null,null,null,null,null,null,null,null,null,null,null,null,null,null,null,null,null,null,null,null,null,null,null,null,null,null,null,null,null,null,null,null,10,"200x200x8x12","200x200",49.9,33.5,200,7.87,200,7.87,8,0.315,12,0.47199999999999998,13,0.51200000000000001,63.53,9.85,4720,113.4,1600,38.44,8.6,3.39,5.0199999999999996,1.98,472,28.8,160,9.76,"200x200"]
[null,null,null,null,null,null,null,null,null,null,null,null,null,null,null,null,null,null,null,null,null,null,null,null,null,null,null,null,null,null,null,null,null,null,null,null,null,null,null,11,"200x200x12x12","200x200",56.2,37.799999999999997,200,7.87,204,8.0299999999999994,12,0.47199999999999998,12,0.47199999999999998,13,0.51200000000000001,71.53,11.09,4980,119.64,1700,40.840000000000003,8.4,3.29,4.88,1.92,498,30.4,167,10.19]
[null,null,null,null,null,null,null,null,null,null,null,null,null,null,null,null,null,null,null,null,null,null,null,null,null,null,null,null,null,null,null,null,null,null,null,null,null,null,null,12,"200x200x10x16","200x200",65.7,44.2,208,8.19,202,7.95,10,0.39400000000000002,16,0.63,13,0.51200000000000001,83.69,12.97,6530,156.88,2200,52.86,8.8000000000000007,3.48,5.13,2.02,628,38.299999999999997,218,13.3]
[null,null,null,null,null,null,null,null,null,null,null,null,null,null,null,null,null,null,null,null,null,null,null,null,null,null,null,null,null,null,null,null,null,null,null,null,null,null,null,13,"250x125x5x8","250x125",25.7,17.3,248,9.76,124,4.88,5,0.19700000000000001,8,0.315,12,0.47199999999999998,32.68,5.07,3540,85.05,255,6.13,10.4,4.09,2.79,1.1000000000000001,285,17.399999999999999,41,2.5099999999999998,"250x125"]
[null,null,null,null,null,null,null,null,null,null,null,null,null,null,null,null,null,null,null,null,null,null,null,null,null,null,null,null,null,null,null,null,null,null,null,null,null,null,null,14,"250x125x6x9","250x125",29.6,19.899999999999999,250,9.84,125,4.92,6,0.23599999999999999,9,0.35399999999999998,12,0.47199999999999998,37.659999999999997,5.84,4050,97.3,294,7.06,10.4,4.09,2.79,1.1000000000000001,324,19.8,47,2.87]
[null,null,null,null,null,null,null,null,null,null,null,null,null,null,null,null,null,null,null,null,null,null,null,null,null,null,null,null,null,null,null,null,null,null,null,null,null,null,null,15,"250x175x7x11","250x175",44.1,29.6,244,9.61,175,6.89,7,0.27600000000000002,11,0.433,16,0.63,56.24,8.7200000000000006,6120,147.03,984,23.64,10.4,4.09,4.18,1.65,502,30.6,113,6.9,"250x175"]
[null,null,null,null,null,null,null,null,null,null,null,null,null,null,null,null,null,null,null,null,null,null,null,null,null,null,null,null,null,null,null,null,null,null,null,null,null,null,null,16,"250x250x11x11","250x250",64.400000000000006,43.3,244,9.61,252,9.92,11,0.433,11,0.433,16,0.63,82.06,12.72,8790,211.18,2940,70.63,10.3,4.0599999999999996,5.98,2.35,720,43.9,233,14.22,"250x250"]
[null,null,null,null,null,null,null,null,null,null,null,null,null,null,null,null,null,null,null,null,null,null,null,null,null,null,null,null,null,null,null,null,null,null,null,null,null,null,null,17,"250x250x8x13","250x250",66.5,44.7,248,9.76,249,9.8000000000000007,8,0.315,13,0.51200000000000001,16,0.63,84.7,13.13,9930,238.57,3350,80.48,10.8,4.25,6.29,2.48,801,48.9,269,16.420000000000002]
[null,null,null,null,null,null,null,null,null,null,null,null,null,null,null,null,null,null,null,null,null,null,null,null,null,null,null,null,null,null,null,null,null,null,null,null,null,null,null,18,"250x250x9x14","250x250",72.400000000000006,48.7,250,9.84,250,9.84,9,0.35399999999999998,14,0.55100000000000005,16,0.63,92.18,14.29,10800,259.47000000000003,3650,87.69,10.8,4.25,6.29,2.48,867,52.9,292,17.82]
[null,null,null,null,null,null,null,null,null,null,null,null,null,null,null,null,null,null,null,null,null,null,null,null,null,null,null,null,null,null,null,null,null,null,null,null,null,null,null,19,"250x250x14x14","250x250",82.2,55.2,250,9.84,255,10.039999999999999,14,0.55100000000000005,14,0.55100000000000005,16,0.63,104.7,16.23,11500,276.29000000000002,3880,93.22,10.5,4.13,6.09,2.4,919,56.1,304,18.55]
[null,null,null,null,null,null,null,null,null,null,null,null,null,null,null,null,null,null,null,null,null,null,null,null,null,null,null,null,null,null,null,null,null,null,null,null,null,null,null,20,"300x150 x5.5x8","300x150 ",32,21.5,298,11.73,149,5.87,5.5,0.217,8,0.315,13,0.51200000000000001,40.799999999999997,6.32,6320,151.84,442,10.62,12.4,4.88,3.29,1.3,424,25.9,59,3.62,"300x150"]
[null,null,null,null,null,null,null,null,null,null,null,null,null,null,null,null,null,null,null,null,null,null,null,null,null,null,null,null,null,null,null,null,null,null,null,null,null,null,null,21,"300x150 x6.5x9","300x150 ",36.700000000000003,24.7,300,11.81,150,5.91,6.5,0.25600000000000001,9,0.35399999999999998,13,0.51200000000000001,46.78,7.25,7210,173.22,508,12.2,12.4,4.88,3.29,1.3,481,29.4,68,4.13]
[null,null,null,null,null,null,null,null,null,null,null,null,null,null,null,null,null,null,null,null,null,null,null,null,null,null,null,null,null,null,null,null,null,null,null,null,null,null,null,22,"300x200x8x12","300x200",56.8,38.200000000000003,294,11.57,200,7.87,8,0.315,12,0.47199999999999998,18,0.70899999999999996,72.38,11.22,11300,271.48,1600,38.44,12.5,4.92,4.71,1.85,771,47,160,9.76,"300x200"]
[null,null,null,null,null,null,null,null,null,null,null,null,null,null,null,null,null,null,null,null,null,null,null,null,null,null,null,null,null,null,null,null,null,null,null,null,null,null,null,23,"300x200x9x14","300x200",65.400000000000006,44,298,11.73,201,7.91,9,0.35399999999999998,14,0.55100000000000005,18,0.70899999999999996,83.36,12.92,13300,319.52999999999997,1900,45.65,12.6,4.96,4.7699999999999996,1.88,893,54.5,189,11.53]
[null,null,null,null,null,null,null,null,null,null,null,null,null,null,null,null,null,null,null,null,null,null,null,null,null,null,null,null,null,null,null,null,null,null,null,null,null,null,null,24,"300x300x12x12","300x300",84.5,56.8,294,11.57,302,11.89,12,0.47199999999999998,12,0.47199999999999998,18,0.70899999999999996,107.7,16.690000000000001,16900,406,5520,133,12.5,4.92,7.16,2.82,1150,70.2,365,22.27,"300x300"]
[null,null,null,null,null,null,null,null,null,null,null,null,null,null,null,null,null,null,null,null,null,null,null,null,null,null,null,null,null,null,null,null,null,null,null,null,null,null,null,25,"300x300x9x14","300x300",87,58.5,298,11.73,299,11.77,9,0.35399999999999998,14,0.55100000000000005,18,0.70899999999999996,110.8,17.170000000000002,18800,452,6240,150,13,5.12,7.51,2.96,1270,77.5,417,25.4]
[null,null,null,null,null,null,null,null,null,null,null,null,null,null,null,null,null,null,null,null,null,null,null,null,null,null,null,null,null,null,null,null,null,null,null,null,null,null,null,26,"300x300x10x15","300x300",94,63.2,300,11.81,300,11.81,10,0.39400000000000002,15,0.59099999999999997,18,0.70899999999999996,119.8,18.57,20400,490,6750,162,13.1,5.16,7.51,2.96,1360,83,450,27.5]
[null,null,null,null,null,null,null,null,null,null,null,null,null,null,null,null,null,null,null,null,null,null,null,null,null,null,null,null,null,null,null,null,null,null,null,null,null,null,null,27,"300x300x15x15","300x300",106,71.2,300,11.81,305,12.01,15,0.59099999999999997,15,0.59099999999999997,18,0.70899999999999996,134.80000000000001,20.89,21500,516.54,7100,170.58,12.6,4.96,7.26,2.86,1440,87.9,466,28.4]
[null,null,null,null,null,null,null,null,null,null,null,null,null,null,null,null,null,null,null,null,null,null,null,null,null,null,null,null,null,null,null,null,null,null,null,null,null,null,null,28,"300x300x11x17","300x300",106,71.2,304,11.97,301,11.85,11,0.433,17,0.66900000000000004,18,0.70899999999999996,134.80000000000001,20.89,23400,562.19000000000005,7730,185.71,13.2,5.2,7.57,2.98,1540,94,514,31.37]
[null,null,null,null,null,null,null,null,null,null,null,null,null,null,null,null,null,null,null,null,null,null,null,null,null,null,null,null,null,null,null,null,null,null,null,null,null,null,null,29,"350x175x6x9","350x175",41.4,27.8,346,13.62,174,6.85,6,0.23599999999999999,9,0.35399999999999998,14,0.55100000000000005,52.68,8.17,11100,266.68,792,19.03,14.5,5.71,3.88,1.53,641,39.1,91,5.55,"350x175"]
[null,null,null,null,null,null,null,null,null,null,null,null,null,null,null,null,null,null,null,null,null,null,null,null,null,null,null,null,null,null,null,null,null,null,null,null,null,null,null,30,"350x175x7x11","350x175",49.6,33.299999999999997,350,13.78,175,6.89,7,0.27600000000000002,11,0.433,14,0.55100000000000005,63.14,9.7899999999999991,13600,326.74,984,23.64,14.7,5.79,3.95,1.56,775,47.3,112,6.83]
[null,null,null,null,null,null,null,null,null,null,null,null,null,null,null,null,null,null,null,null,null,null,null,null,null,null,null,null,null,null,null,null,null,null,null,null,null,null,null,31,"350x175x8x13","350x175",57.8,38.799999999999997,354,13.94,176,6.93,8,0.315,13,0.51200000000000001,14,0.55100000000000005,73.680000000000007,11.42,16100,386.8,1180,28.35,14.8,5.83,4.01,1.58,909,55.5,134,8.18]
[null,null,null,null,null,null,null,null,null,null,null,null,null,null,null,null,null,null,null,null,null,null,null,null,null,null,null,null,null,null,null,null,null,null,null,null,null,null,null,32,"350x250x8x12","350x250",69.2,46.5,336,13.23,249,9.8000000000000007,8,0.315,12,0.47199999999999998,20,0.78700000000000003,88.15,13.66,18500,444.46,3090,74.239999999999995,14.5,5.71,5.92,2.33,1100,67.099999999999994,248,15.13,"350x250"]
[null,null,null,null,null,null,null,null,null,null,null,null,null,null,null,null,null,null,null,null,null,null,null,null,null,null,null,null,null,null,null,null,null,null,null,null,null,null,null,33,"350x250x9x14","350x250",79.7,53.6,340,13.39,250,9.84,9,0.35399999999999998,14,0.55100000000000005,20,0.78700000000000003,101.5,15.73,21700,521.34,3650,87.69,14.6,5.75,6,2.36,1280,78.099999999999994,292,17.82]
[null,null,null,null,null,null,null,null,null,null,null,null,null,null,null,null,null,null,null,null,null,null,null,null,null,null,null,null,null,null,null,null,null,null,null,null,null,null,null,34,"350x350x13x13","350x350",106,71.2,338,13.31,351,13.82,13,0.51200000000000001,13,0.51200000000000001,20,0.78700000000000003,135.30000000000001,20.97,28200,677.51,9380,225.36,14.4,5.67,8.33,3.28,1670,101.9,534,32.590000000000003,"350x350"]
[null,null,null,null,null,null,null,null,null,null,null,null,null,null,null,null,null,null,null,null,null,null,null,null,null,null,null,null,null,null,null,null,null,null,null,null,null,null,null,35,"350x350x10x16","350x350",115,77.3,344,13.54,348,13.7,10,0.39400000000000002,16,0.63,20,0.78700000000000003,146,22.63,33300,800.04,11200,269.08,15.1,5.94,8.7799999999999994,3.46,1940,118.4,646,39.42]
[null,null,null,null,null,null,null,null,null,null,null,null,null,null,null,null,null,null,null,null,null,null,null,null,null,null,null,null,null,null,null,null,null,null,null,null,null,null,null,36,"350x350x16x16","350x350",131,88,344,13.54,354,13.94,16,0.63,16,0.63,20,0.78700000000000003,166.6,25.82,35300,848.09,11800,283.5,14.6,5.75,8.43,3.32,2050,125.1,669,40.82]
[null,null,null,null,null,null,null,null,null,null,null,null,null,null,null,null,null,null,null,null,null,null,null,null,null,null,null,null,null,null,null,null,null,null,null,null,null,null,null,37,"350x350x12x19","350x350",137,92.1,350,13.78,350,13.78,12,0.47199999999999998,19,0.748,20,0.78700000000000003,173.9,26.95,40300,968.21,13600,326.74,15.2,5.98,8.84,3.48,2300,140.4,776,47.35]
[null,null,null,null,null,null,null,null,null,null,null,null,null,null,null,null,null,null,null,null,null,null,null,null,null,null,null,null,null,null,null,null,null,null,null,null,null,null,null,38,"350x350x19x19","350x350",156,104.8,350,13.78,357,14.06,19,0.748,19,0.748,20,0.78700000000000003,198.4,30.75,42800,1030,11400,345.96,14.7,5.79,8.5299999999999994,3.36,2450,149.5,809,49.37]
[null,null,null,null,null,null,null,null,null,null,null,null,null,null,null,null,null,null,null,null,null,null,null,null,null,null,null,null,null,null,null,null,null,null,null,null,null,null,null,39,"400x200x7x11","400x200",55.6,38,396,15.59,199,7.83,7,0.27600000000000002,11,0.433,16,0.63,72.16,11.18,20000,480.5,1450,34.840000000000003,16.7,6.57,4.4800000000000004,1.76,1010,61.6,145,8.85,"400x200"]
[null,null,null,null,null,null,null,null,null,null,null,null,null,null,null,null,null,null,null,null,null,null,null,null,null,null,null,null,null,null,null,null,null,null,null,null,null,null,null,40,"400x200x8x13","400x200",66,44.4,400,15.75,200,7.87,8,0.315,13,0.51200000000000001,16,0.63,84.12,13.04,23700,569.39,1740,41.8,16.8,6.61,4.54,1.79,1190,72.599999999999994,174,10.62]
[null,null,null,null,null,null,null,null,null,null,null,null,null,null,null,null,null,null,null,null,null,null,null,null,null,null,null,null,null,null,null,null,null,null,null,null,null,null,null,41,"400x200x9x15","400x200",75.5,50.7,404,15.91,201,7.91,9,0.35399999999999998,15,0.59099999999999997,16,0.63,96.16,14.9,27500,660.69,2030,48.77,16.899999999999999,6.65,4.5999999999999996,1.81,1360,83,202,12.33]
[null,null,null,null,null,null,null,null,null,null,null,null,null,null,null,null,null,null,null,null,null,null,null,null,null,null,null,null,null,null,null,null,null,null,null,null,null,null,null,42,"400x300x9x14","400x300",94.3,63.4,386,15.2,299,11.77,9,0.35399999999999998,14,0.55100000000000005,22,0.86599999999999999,120.1,18.62,33700,809.65,6240,149.91999999999999,16.7,6.57,7.21,2.84,1740,106.2,418,25.51,"400x300"]
[null,null,null,null,null,null,null,null,null,null,null,null,null,null,null,null,null,null,null,null,null,null,null,null,null,null,null,null,null,null,null,null,null,null,null,null,null,null,null,43,"400x300x10x16","400x300",107,71.900000000000006,390,15.35,300,11.81,10,0.39400000000000002,16,0.63,22,0.86599999999999999,136,21.08,38700,929.77,7210,173.22,16.899999999999999,6.65,7.28,2.87,1980,120.8,481,29.35]
[null,null,null,null,null,null,null,null,null,null,null,null,null,null,null,null,null,null,null,null,null,null,null,null,null,null,null,null,null,null,null,null,null,null,null,null,null,null,null,44,"400x400x15x15","400x400",140,94.1,388,15.28,402,15.83,15,0.59099999999999997,15,0.59099999999999997,22,0.86599999999999999,178.5,27.67,49000,1177.23,16300,391.61,16.600000000000001,6.54,9.5399999999999991,3.76,2520,153.80000000000001,809,49.37,"400x400"]
[null,null,null,null,null,null,null,null,null,null,null,null,null,null,null,null,null,null,null,null,null,null,null,null,null,null,null,null,null,null,null,null,null,null,null,null,null,null,null,45,"400x400x11x18","400x400",147,98.8,394,15.51,398,15.67,11,0.433,18,0.70899999999999996,22,0.86599999999999999,186.8,28.95,56100,1347.81,18900,454.07,17.3,6.81,10.1,3.98,2850,173.9,951,58.03]
[null,null,null,null,null,null,null,null,null,null,null,null,null,null,null,null,null,null,null,null,null,null,null,null,null,null,null,null,null,null,null,null,null,null,null,null,null,null,null,46,"400x400x18x18","400x400",168,112.9,394,15.51,405,15.94,18,0.70899999999999996,18,0.70899999999999996,22,0.86599999999999999,214.4,33.229999999999997,59700,1434.3,20000,480.5,16.7,6.57,9.65,3.8,3030,184.9,985,60.11]
[null,null,null,null,null,null,null,null,null,null,null,null,null,null,null,null,null,null,null,null,null,null,null,null,null,null,null,null,null,null,null,null,null,null,null,null,null,null,null,47,"400x400x13x21","400x400",172,115.6,400,15.75,400,15.75,13,0.51200000000000001,21,0.82699999999999996,22,0.86599999999999999,218.7,33.9,66600,1600.07,22400,538.16,17.5,6.89,10.1,3.98,3330,203.2,1120,68.349999999999994]
[null,null,null,null,null,null,null,null,null,null,null,null,null,null,null,null,null,null,null,null,null,null,null,null,null,null,null,null,null,null,null,null,null,null,null,null,null,null,null,48,"400x400x21x21","400x400",197,132.4,400,15.75,408,16.059999999999999,21,0.82699999999999996,21,0.82699999999999996,22,0.86599999999999999,250.7,38.86,70900,1703.38,23800,571.79999999999995,16.8,6.61,9.75,3.84,3540,216,1170,71.400000000000006]
[null,null,null,null,null,null,null,null,null,null,null,null,null,null,null,null,null,null,null,null,null,null,null,null,null,null,null,null,null,null,null,null,null,null,null,null,null,null,null,49,"400x400x18x28","400x400",232,155.9,414,16.3,405,15.94,18,0.70899999999999996,28,1.1020000000000001,22,0.86599999999999999,295.39999999999998,45.79,92800,2229.5300000000002,31000,744.78,17.7,6.97,10.199999999999999,4.0199999999999996,4480,273.39999999999998,1530,93.37]
[null,null,null,null,null,null,null,null,null,null,null,null,null,null,null,null,null,null,null,null,null,null,null,null,null,null,null,null,null,null,null,null,null,null,null,null,null,null,null,50,"450x200x8x12","450x200",66.2,44.5,446,17.559999999999999,199,7.83,8,0.315,12,0.47199999999999998,18,0.70899999999999996,84.3,13.07,28700,689.52,1580,37.96,18.5,7.28,4.33,1.7,1290,78.7,159,9.6999999999999993,"450x200"]
[null,null,null,null,null,null,null,null,null,null,null,null,null,null,null,null,null,null,null,null,null,null,null,null,null,null,null,null,null,null,null,null,null,null,null,null,null,null,null,51,"450x200x9x14","450x200",76,51.1,450,17.72,200,7.87,9,0.35399999999999998,14,0.55100000000000005,18,0.70899999999999996,96.76,15,33500,804.84,1870,44.93,18.600000000000001,7.32,4.4000000000000004,1.73,1490,90.9,187,11.41]
[null,null,null,null,null,null,null,null,null,null,null,null,null,null,null,null,null,null,null,null,null,null,null,null,null,null,null,null,null,null,null,null,null,null,null,null,null,null,null,52,"450x200x10x17","450x200",88.9,59.7,456,17.95,201,7.91,10,0.39400000000000002,17,0.66900000000000004,18,0.70899999999999996,113.3,17.559999999999999,40400,970.61,2310,55.5,18.899999999999999,7.44,4.51,1.78,1770,108,230,14.04]
[null,null,null,null,null,null,null,null,null,null,null,null,null,null,null,null,null,null,null,null,null,null,null,null,null,null,null,null,null,null,null,null,null,null,null,null,null,null,null,53,"450x300x10x17","450x300",106,71.2,434,17.09,299,11.81,10,0.39400000000000002,17,0.59099999999999997,24,0.94499999999999995,135,20.93,46800,1124.3699999999999,6690,160.72999999999999,18.600000000000001,7.32,7.04,2.77,2160,131.80000000000001,448,27.34,"450x300"]
[null,null,null,null,null,null,null,null,null,null,null,null,null,null,null,null,null,null,null,null,null,null,null,null,null,null,null,null,null,null,null,null,null,null,null,null,null,null,null,54,"450x300x11x18","450x300",124,83.3,440,17.32,300,11.81,11,0.433,18,0.70899999999999996,24,0.94499999999999995,157.4,24.4,56100,1347.81,8110,194.84,18.899999999999999,7.44,7.18,2.83,2550,155.6,541,33.01]
[null,null,null,null,null,null,null,null,null,null,null,null,null,null,null,null,null,null,null,null,null,null,null,null,null,null,null,null,null,null,null,null,null,null,null,null,null,null,null,55,"450x300x13x21","450x300",145,97.4,446,17.559999999999999,302,11.89,13,0.51200000000000001,21,0.82699999999999996,24,0.94499999999999995,184.3,28.57,66400,1595.27,9660,232.08,19,7.48,7.24,2.85,2980,181.9,639,38.99]
[null,null,null,null,null,null,null,null,null,null,null,null,null,null,null,null,null,null,null,null,null,null,null,null,null,null,null,null,null,null,null,null,null,null,null,null,null,null,null,56,"500x200x9x14","500x200",79.5,53.4,496,19.53,199,7.83,9,0.35399999999999998,14,0.55100000000000005,20,0.78700000000000003,101.3,15.7,41900,1006.65,1840,44.21,20.3,7.99,4.2699999999999996,1.68,1690,103.1,185,11.29,"500x200"]
[null,null,null,null,null,null,null,null,null,null,null,null,null,null,null,null,null,null,null,null,null,null,null,null,null,null,null,null,null,null,null,null,null,null,null,null,null,null,null,57,"500x200x10x16","500x200",89.6,60.2,500,19.690000000000001,200,7.87,10,0.39400000000000002,16,0.63,20,0.78700000000000003,114.2,17.7,47800,1148.4000000000001,2140,51.41,20.5,8.07,4.33,1.7,1910,116.6,214,13.06]
[null,null,null,null,null,null,null,null,null,null,null,null,null,null,null,null,null,null,null,null,null,null,null,null,null,null,null,null,null,null,null,null,null,null,null,null,null,null,null,58,"500x200x11x19","500x200",103,69.2,506,19.920000000000002,201,7.91,11,0.433,19,0.748,20,0.78700000000000003,131.30000000000001,20.350000000000001,56500,1357.42,2580,61.98,20.7,8.15,4.43,1.74,2230,136.1,257,15.68]
[null,null,null,null,null,null,null,null,null,null,null,null,null,null,null,null,null,null,null,null,null,null,null,null,null,null,null,null,null,null,null,null,null,null,null,null,null,null,null,59,"500x300x11x15","500x300",114,76.599999999999994,482,18.98,300,11.81,11,0.433,15,0.59099999999999997,26,1.024,145.5,22.55,60400,1451.12,6760,162.41,20.399999999999999,8.0299999999999994,6.82,2.69,2500,152.6,451,27.52,"500x300"]
[null,null,null,null,null,null,null,null,null,null,null,null,null,null,null,null,null,null,null,null,null,null,null,null,null,null,null,null,null,null,null,null,null,null,null,null,null,null,null,60,"500x300x11x18","500x300",128,86,488,19.21,300,11.81,11,0.433,18,0.70899999999999996,26,1.024,163.5,25.34,71000,1705.78,8110,194.84,20.8,8.19,7.04,2.77,2910,177.6,541,33.01]
[null,null,null,null,null,null,null,null,null,null,null,null,null,null,null,null,null,null,null,null,null,null,null,null,null,null,null,null,null,null,null,null,null,null,null,null,null,null,null,61,"500x300x13x21","500x300",150,100.8,494,19.45,302,11.89,13,0.51200000000000001,21,0.82699999999999996,26,1.024,191.4,29.67,83800,2013.3,9660,232.08,20.9,8.23,7.1,2.8,3390,208.9,640,39.06]
[null,null,null,null,null,null,null,null,null,null,null,null,null,null,null,null,null,null,null,null,null,null,null,null,null,null,null,null,null,null,null,null,null,null,null,null,null,null,null,62,"600x200x10x15","600x200",94.6,63.6,596,23.46,199,7.83,10,0.39400000000000002,15,0.59099999999999997,22,0.86599999999999999,120.5,18.68,68700,1650.52,1980,47.57,23.9,9.41,4.05,1.59,2310,141,199,12.14,"600x200"]
[null,null,null,null,null,null,null,null,null,null,null,null,null,null,null,null,null,null,null,null,null,null,null,null,null,null,null,null,null,null,null,null,null,null,null,null,null,null,null,63,"600x200x11x17","600x200",106,71.2,600,23.62,200,7.87,11,0.433,17,0.66900000000000004,22,0.86599999999999999,134.4,20.83,77600,1864.35,2280,54.78,24,9.4499999999999993,4.12,1.62,2590,158.1,228,13.91]
[null,null,null,null,null,null,null,null,null,null,null,null,null,null,null,null,null,null,null,null,null,null,null,null,null,null,null,null,null,null,null,null,null,null,null,null,null,null,null,64,"600x200x12x20","600x200",120,80.599999999999994,606,23.86,201,7.91,12,0.47199999999999998,20,0.78700000000000003,22,0.86599999999999999,152.5,23.67,90400,2171.87,2720,65.349999999999994,24.3,9.57,4.22,1.66,2980,181.9,271,16.54]
[null,null,null,null,null,null,null,null,null,null,null,null,null,null,null,null,null,null,null,null,null,null,null,null,null,null,null,null,null,null,null,null,null,null,null,null,null,null,null,65,"600x200x13x23","600x200",134,90.1,612,24.09,202,7.95,13,0.51200000000000001,23,0.90600000000000003,22,0.86599999999999999,170.7,26.46,103000,2474.58,3180,76.400000000000006,24.6,9.69,4.3099999999999996,1.7,3380,206.3,314,19.16]
[null,null,null,null,null,null,null,null,null,null,null,null,null,null,null,null,null,null,null,null,null,null,null,null,null,null,null,null,null,null,null,null,null,null,null,null,null,null,null,66,"600x300x12x17","600x300",137,92.1,582,22.91,300,11.81,12,0.47199999999999998,17,0.66900000000000004,28,1.1020000000000001,174.5,27.05,103000,2474.58,7670,184.27,24.3,9.57,6.63,2.61,3530,215.4,511,31.18,"600x300"]
[null,null,null,null,null,null,null,null,null,null,null,null,null,null,null,null,null,null,null,null,null,null,null,null,null,null,null,null,null,null,null,null,null,null,null,null,null,null,null,67,"600x300x12x20","600x300",151,101.5,588,23.15,300,11.81,12,0.47199999999999998,20,0.78700000000000003,28,1.1020000000000001,192.5,29.84,118000,2834.96,9020,216.71,24.8,9.76,6.85,2.7,4020,245.3,601,36.68]
[null,null,null,null,null,null,null,null,null,null,null,null,null,null,null,null,null,null,null,null,null,null,null,null,null,null,null,null,null,null,null,null,null,null,null,null,null,null,null,68,{"$f":"AP285&\"x\"&AW285&\"x\"&AY285","v":"600x300x14x23"},"600x300",175,117.6,594,23.39,302,11.89,14,0.55100000000000005,23,0.90600000000000003,28,1.1020000000000001,222.4,34.47,137000,3291.44,10600,254.67,24.9,9.8000000000000007,6.9,2.72,4620,281.89999999999998,701,42.78]
[null,null,null,null,null,null,null,null,null,null,null,null,null,null,null,null,null,null,null,null,null,null,null,null,null,null,null,null,null,null,null,null,null,null,null,null,null,null,null,69,"700x300x13x20","700x300",166,111.6,692,27.24,300,11.81,13,0.51200000000000001,20,0.78700000000000003,28,1.1000000000000001,211.5,32.78,172000,4132.32,9020,216.71,28.6,11.26,6.53,2.57,4980,303.89999999999998,602,36.74,"700x300"]
[null,null,null,null,null,null,null,null,null,null,null,null,null,null,null,null,null,null,null,null,null,null,null,null,null,null,null,null,null,null,null,null,null,null,null,null,null,null,null,70,"700x300x13x24","700x300",185,124.3,700,27.56,300,11.81,13,0.51200000000000001,24,0.94499999999999995,28,1.1000000000000001,235.5,36.5,201000,4829.04,10800,259.47000000000003,29.3,11.54,6.78,2.67,5760,351.5,722,44.06]
[null,null,null,null,null,null,null,null,null,null,null,null,null,null,null,null,null,null,null,null,null,null,null,null,null,null,null,null,null,null,null,null,null,null,null,null,null,null,null,71,"800x300x14x22","800x300",191,128.4,792,31.18,300,11.81,14,0.55100000000000005,22,0.86599999999999999,28,1.1020000000000001,243.4,37.729999999999997,254000,6102.37,9930,238.57,32.299999999999997,12.72,6.39,2.52,6410,391.2,662,40.4,"800x300"]
[null,null,null,null,null,null,null,null,null,null,null,null,null,null,null,null,null,null,null,null,null,null,null,null,null,null,null,null,null,null,null,null,null,null,null,null,null,null,null,72,"800x300x14x26","800x300",210,141.1,800,31.5,300,11.81,14,0.55100000000000005,26,1.024,28,1.1020000000000001,267.39999999999998,41.45,292000,7015.33,11700,281.08999999999997,33,12.99,6.62,2.61,7290,444.9,782,47.72]
[null,null,null,null,null,null,null,null,null,null,null,null,null,null,null,null,null,null,null,null,null,null,null,null,null,null,null,null,null,null,null,null,null,null,null,null,null,null,null,73,"900x300x16x28","900x300",243,160.69999999999999,900,35.43,300,11.81,16,0.65,28,1.1080000000000001,28,1.1020000000000001,309.8,48.02,411000,9874,12600,303,36.4,14.33,6.39,2.52,11800,720,1140,69.569999999999993,"900x300"]
[]
[]
[]
[null,null,null,null,null,null,null,null,null,null,null,null,null,null,null,null,null,null,null,null,null,null,null,null,null,null,null,null,null,null,null,null,null,null,null,null,null,null,null,null,null,null,null,null,null,"I-Sections"]
[]
[null,null,null,null,null,null,null,null,null,null,null,null,null,null,null,null,null,null,null,null,null,null,null,null,null,null,null,null,null,null,null,null,null,null,null,null,null,null,null,null,null,null,null,null,null,"TIS / JIS STANDARDS"]
[]
[null,null,null,null,null,null,null,null,null,null,null,null,null,null,null,null,null,null,null,null,null,null,null,null,null,null,null,null,null,null,null,null,null,null,null,null,null,null,null,null,null,null,null,null,null,"(TIS 1227 : 1996 / JIS G3192 : 1990)"]
[]
[null,null,null,null,null,null,null,null,null,null,null,null,null,null,null,null,null,null,null,null,null,null,null,null,null,null,null,null,null,null,null,null,null,null,null,null,null,null,null,null,null,null,null,null,null,"Size & Properties"]
[]
[]
[null,null,null,null,null,null,null,null,null,null,null,null,null,null,null,null,null,null,null,null,null,null,null,null,null,null,null,null,null,null,null,null,null,null,null,null,null,null,null,null,null,"Standard Sectional",null,null,null,null,"Sectional Area","Weight (kg/m.)","Reference"]
[null,null,null,null,null,null,null,null,null,null,null,null,null,null,null,null,null,null,null,null,null,null,null,null,null,null,null,null,null,null,null,null,null,null,null,null,null,null,null,null,null,"Dimension (mm.)",null,null,null,null,"(cm2)"]
[null,null,null,null,null,null,null,null,null,null,null,null,null,null,null,null,null,null,null,null,null,null,null,null,null,null,null,null,null,null,null,null,null,null,null,null,null,null,null,null,null,"H x B","t1","t2","r1","r2",null,null,"Geometrical Moment",null,"Radius of Gyration (cm)",null,"Modulus of Section (cm3)"]
[null,null,null,null,null,null,null,null,null,null,null,null,null,null,null,null,null,null,null,null,null,null,null,null,null,null,null,null,null,null,null,null,null,null,null,null,null,null,null,null,null,null,null,null,null,null,null,null,"of Inertia (cm4)"]
[null,null,null,null,null,null,null,null,null,null,null,null,null,null,null,null,null,null,null,null,null,null,null,null,null,null,null,null,null,null,null,null,null,null,null,null,null,null,null,null,null,null,null,null,null,null,null,null,"lx","ly","ix","iy","Zx","Zy"]
[null,null,null,null,null,null,null,null,null,null,null,null,null,null,null,null,null,null,null,null,null,null,null,null,null,null,null,null,null,null,null,null,null,null,null,null,null,null,null,1,{"$f":"AP308&\"x\"&AQ308&\"x\"&AR308","v":"100x75x5x8"},"100x75",5,8,7,3.5,16.43,12.9,281,47.3,4.1399999999999997,1.7,56.2,12.6]
[null,null,null,null,null,null,null,null,null,null,null,null,null,null,null,null,null,null,null,null,null,null,null,null,null,null,null,null,null,null,null,null,null,null,null,null,null,null,null,2,{"$f":"AP309&\"x\"&AQ309&\"x\"&AR309","v":"125x75x5.5x9.5"},"125x75",5.5,9.5,9,4.5,20.45,16.100000000000001,538,57.5,5.13,1.68,86,15.3]
[null,null,null,null,null,null,null,null,null,null,null,null,null,null,null,null,null,null,null,null,null,null,null,null,null,null,null,null,null,null,null,null,null,null,null,null,null,null,null,3,"150x75x5.5x9.5","150x75",5.5,9.5,9,4.5,21.83,17.100000000000001,819,57.5,6.12,1.62,109,15.3]
[null,null,null,null,null,null,null,null,null,null,null,null,null,null,null,null,null,null,null,null,null,null,null,null,null,null,null,null,null,null,null,null,null,null,null,null,null,null,null,4,"150x125x8.5x14","150x125",8.5,14,13,6.5,46.15,36.200000000000003,1760,385,6.18,2.89,235,61.6]
[null,null,null,null,null,null,null,null,null,null,null,null,null,null,null,null,null,null,null,null,null,null,null,null,null,null,null,null,null,null,null,null,null,null,null,null,null,null,null,5,"180x100x6x10","180x100",6,10,10,5,30.06,23.6,1670,138,7.45,2.14,186,27.5]
[null,null,null,null,null,null,null,null,null,null,null,null,null,null,null,null,null,null,null,null,null,null,null,null,null,null,null,null,null,null,null,null,null,null,null,null,null,null,null,6,"200x100x7x10","200x100",7,10,10,5,33.06,26,2170,138,8.11,2.0499999999999998,217,27.7]
[null,null,null,null,null,null,null,null,null,null,null,null,null,null,null,null,null,null,null,null,null,null,null,null,null,null,null,null,null,null,null,null,null,null,null,null,null,null,null,7,"200x150x9x16","200x150",9,16,15,7.5,64.16,50.4,4460,753,8.34,3.43,446,100]
[null,null,null,null,null,null,null,null,null,null,null,null,null,null,null,null,null,null,null,null,null,null,null,null,null,null,null,null,null,null,null,null,null,null,null,null,null,null,null,8,{"$f":"AP315&\"x\"&AQ315&\"x\"&AR315","v":"250x125x7.5x12.5"},"250x125",7.5,12.5,12,6,48.79,38.299999999999997,5180,337,10.3,2.63,414,53.9]
[null,null,null,null,null,null,null,null,null,null,null,null,null,null,null,null,null,null,null,null,null,null,null,null,null,null,null,null,null,null,null,null,null,null,null,null,null,null,null,9,{"$f":"AP316&\"x\"&AQ316&\"x\"&AR316","v":"250x125x10x19"},"250x125",10,19,21,10.5,70.73,55.5,7310,538,10.199999999999999,2.76,585,86]
[null,null,null,null,null,null,null,null,null,null,null,null,null,null,null,null,null,null,null,null,null,null,null,null,null,null,null,null,null,null,null,null,null,null,null,null,null,null,null,10,"300x150x8x13","300x150",8,13,12,6,61.58,48.3,9480,588,12.4,3.09,632,78.400000000000006]
[null,null,null,null,null,null,null,null,null,null,null,null,null,null,null,null,null,null,null,null,null,null,null,null,null,null,null,null,null,null,null,null,null,null,null,null,null,null,null,11,"300x150x10x18.5","300x150",10,18.5,19,9.5,83.47,65.5,12700,886,12.3,3.26,849,118]
[null,null,null,null,null,null,null,null,null,null,null,null,null,null,null,null,null,null,null,null,null,null,null,null,null,null,null,null,null,null,null,null,null,null,null,null,null,null,null,12,"300x150x11.5x22","300x150",11.5,22,23,11.5,97.88,76.8,14700,1080,12.2,3.32,978,143]
[null,null,null,null,null,null,null,null,null,null,null,null,null,null,null,null,null,null,null,null,null,null,null,null,null,null,null,null,null,null,null,null,null,null,null,null,null,null,null,13,"350x150x9x15","350x150",9,15,13,6.5,74.58,58.5,15200,702,14.3,3.07,870,93.5]
[null,null,null,null,null,null,null,null,null,null,null,null,null,null,null,null,null,null,null,null,null,null,null,null,null,null,null,null,null,null,null,null,null,null,null,null,null,null,null,14,"350x150x12x24","350x150",12,24,25,12.5,111.1,87.2,22400,1180,14.2,3.26,1280,158]
[null,null,null,null,null,null,null,null,null,null,null,null,null,null,null,null,null,null,null,null,null,null,null,null,null,null,null,null,null,null,null,null,null,null,null,null,null,null,null,15,"400x150x10x18","400x150",10,18,17,8.5,91.73,72,24100,864,16.2,3.07,1200,115]
[null,null,null,null,null,null,null,null,null,null,null,null,null,null,null,null,null,null,null,null,null,null,null,null,null,null,null,null,null,null,null,null,null,null,null,null,null,null,null,16,"400x150x12.5x25","400x150",12.5,25,27,13.5,122.1,95.8,31700,1240,16.100000000000001,3.18,1580,165]
[null,null,null,null,null,null,null,null,null,null,null,null,null,null,null,null,null,null,null,null,null,null,null,null,null,null,null,null,null,null,null,null,null,null,null,null,null,null,null,17,"450x175x11x20","450x175",11,20,19,9.5,116.8,91.7,39200,1510,18.3,3.6,1740,173]
[null,null,null,null,null,null,null,null,null,null,null,null,null,null,null,null,null,null,null,null,null,null,null,null,null,null,null,null,null,null,null,null,null,null,null,null,null,null,null,18,"450x175x13x26","450x175",13,26,27,13.5,146.1,115,48800,2020,18.3,3.72,2170,231]
[null,null,null,null,null,null,null,null,null,null,null,null,null,null,null,null,null,null,null,null,null,null,null,null,null,null,null,null,null,null,null,null,null,null,null,null,null,null,null,19,{"$f":"AP326&\"x\"&AQ326&\"x\"&AR326","v":"600x190x13x25"},"600x190",13,25,25,12.5,169.4,133,98400,2460,24.1,3.81,3280,259]
[null,null,null,null,null,null,null,null,null,null,null,null,null,null,null,null,null,null,null,null,null,null,null,null,null,null,null,null,null,null,null,null,null,null,null,null,null,null,null,20,"600x190x16x35","600x190",16,35,38,19,224.5,176,130000,3540,24.1,3.97,4330,373]
[]
[]
[]
[null,null,null,null,null,null,null,null,null,null,null,null,null,null,null,null,null,null,null,null,null,null,null,null,null,null,null,null,null,null,null,null,null,null,null,null,null,null,null,null,null,null,null,null,null,null,null,"Light Lip Channel"]
[]
[]
[]
[]
[]
[]
[]
[]
[null,null,null,null,null,null,null,null,null,null,null,null,null,null,null,null,null,null,null,null,null,null,null,null,null,null,null,null,null,null,null,null,null,null,null,null,null,null,null,null,null,"Dimensions mm.",null,"Sectional Area cm2","Weight kg./m.","Center of Gravity cm.",null,"Secondary Moment of Area cm4",null,"Radius of Gyration of Area cm.",null,"Modulus of Section cm3",null,"Center of Shear cm."]
[null,null,null,null,null,null,null,null,null,null,null,null,null,null,null,null,null,null,null,null,null,null,null,null,null,null,null,null,null,null,null,null,null,null,null,null,null,null,null,null,null,"H x A x C","t",null,null,"Cx","Cy","Ix","Iy","ix","iy","Zx","Zy","Sx","Sy"]
[null,null,null,null,null,null,null,null,null,null,null,null,null,null,null,null,null,null,null,null,null,null,null,null,null,null,null,null,null,null,null,null,null,null,null,null,null,null,null,1,"250x75x25x4.5","250x75x25",4.5,18.920000000000002,14.9,0,2.0699999999999998,1690,129,9.44,2.62,135,23.8,5.0999999999999996,0]
[null,null,null,null,null,null,null,null,null,null,null,null,null,null,null,null,null,null,null,null,null,null,null,null,null,null,null,null,null,null,null,null,null,null,null,null,null,null,null,2,"200x75x25x4.5","200x75x25",4.5,16.670000000000002,13.1,0,2.3199999999999998,990,121,7.61,2.69,99,23.3,5.6,0]
[null,null,null,null,null,null,null,null,null,null,null,null,null,null,null,null,null,null,null,null,null,null,null,null,null,null,null,null,null,null,null,null,null,null,null,null,null,null,null,3,"200x75x25x4.0","200x75x25",4,14.95,11.7,0,2.3199999999999998,895,110,7.74,2.72,89.5,21.3,5.7,0]
[null,null,null,null,null,null,null,null,null,null,null,null,null,null,null,null,null,null,null,null,null,null,null,null,null,null,null,null,null,null,null,null,null,null,null,null,null,null,null,4,"200x75x25x3.2","200x75x25",3.2,12.13,9.52,0,2.33,736,92.3,7.7,2.76,73.599999999999994,17.8,5.7,0]
[null,null,null,null,null,null,null,null,null,null,null,null,null,null,null,null,null,null,null,null,null,null,null,null,null,null,null,null,null,null,null,null,null,null,null,null,null,null,null,5,"200x75x20x4.5","200x75x20",4.5,16.22,12.7,0,2.19,963,109,7.71,2.6,96.3,20.6,5.7,0]
[null,null,null,null,null,null,null,null,null,null,null,null,null,null,null,null,null,null,null,null,null,null,null,null,null,null,null,null,null,null,null,null,null,null,null,null,null,null,null,6,"200x75x20x4.0","200x75x20",4,14.55,11.4,0,2.19,871,100,7.74,2.62,87.1,18.899999999999999,5.3,0]
[null,null,null,null,null,null,null,null,null,null,null,null,null,null,null,null,null,null,null,null,null,null,null,null,null,null,null,null,null,null,null,null,null,null,null,null,null,null,null,7,"200x75x20x3.2","200x75x20",3.2,11.81,9.27,0,2.19,716,84.1,7.79,2.67,71.599999999999994,15.8,5.3,0]
[null,null,null,null,null,null,null,null,null,null,null,null,null,null,null,null,null,null,null,null,null,null,null,null,null,null,null,null,null,null,null,null,null,null,null,null,null,null,null,8,"150x75x25x4.5","150x75x25",4.5,14.42,11.3,0,2.65,501,109,5.9,2.75,66.900000000000006,22.5,5.4,0]
[null,null,null,null,null,null,null,null,null,null,null,null,null,null,null,null,null,null,null,null,null,null,null,null,null,null,null,null,null,null,null,null,null,null,null,null,null,null,null,9,"150x75x25x4.0","150x75x25",4,12.95,10.199999999999999,0,2.65,455,99.8,5.93,2.78,60.6,20.6,6.3,0]
[null,null,null,null,null,null,null,null,null,null,null,null,null,null,null,null,null,null,null,null,null,null,null,null,null,null,null,null,null,null,null,null,null,null,null,null,null,null,null,10,"150x75x25x3.2","150x75x25",3.2,10.53,8.27,0,2.66,375,83.6,5.97,2.82,50,17.3,6.3,0]
[null,null,null,null,null,null,null,null,null,null,null,null,null,null,null,null,null,null,null,null,null,null,null,null,null,null,null,null,null,null,null,null,null,null,null,null,null,null,null,11,"150x75x20x4.5","150x75x20",4.5,13.97,11,0,2.5,489,99.2,5.92,2.66,65.2,19.8,6.4,0]
[null,null,null,null,null,null,null,null,null,null,null,null,null,null,null,null,null,null,null,null,null,null,null,null,null,null,null,null,null,null,null,null,null,null,null,null,null,null,null,12,"150x75x20x4.0","150x75x20",4,12.55,9.85,0,2.5099999999999998,445,91,5.95,2.69,59.3,18.2,6,0]
[null,null,null,null,null,null,null,null,null,null,null,null,null,null,null,null,null,null,null,null,null,null,null,null,null,null,null,null,null,null,null,null,null,null,null,null,null,null,null,13,"150x75x20x3.2","150x75x20",3.2,10.210000000000001,8.01,0,2.5099999999999998,366,76.400000000000006,5.99,2.74,48.9,15.3,5.8,0]
[null,null,null,null,null,null,null,null,null,null,null,null,null,null,null,null,null,null,null,null,null,null,null,null,null,null,null,null,null,null,null,null,null,null,null,null,null,null,null,14,"150x65x20x4.0","150x65x20",4,11.75,9.2200000000000006,0,2.11,401,63.7,5.48,2.33,53.5,14.5,5.0999999999999996,0]
[null,null,null,null,null,null,null,null,null,null,null,null,null,null,null,null,null,null,null,null,null,null,null,null,null,null,null,null,null,null,null,null,null,null,null,null,null,null,null,15,"150x65x20x3.2","150x65x20",3.2,9.5670000000000002,7.51,0,2.11,332,53.8,5.89,2.37,44.3,12.2,5,0]
[null,null,null,null,null,null,null,null,null,null,null,null,null,null,null,null,null,null,null,null,null,null,null,null,null,null,null,null,null,null,null,null,null,null,null,null,null,null,null,16,"150x65x20x2.3","150x65x20",2.2999999999999998,7.0119999999999996,5.5,0,2.12,248,41.1,5.94,2.42,33,9.3699999999999992,5.0999999999999996,0]
[null,null,null,null,null,null,null,null,null,null,null,null,null,null,null,null,null,null,null,null,null,null,null,null,null,null,null,null,null,null,null,null,null,null,null,null,null,null,null,17,"150x50x20x4.5","150x50x20",4.5,11.72,9.1999999999999993,0,1.54,368,35.700000000000003,5.6,1.75,49,10.5,5.2,0]
[null,null,null,null,null,null,null,null,null,null,null,null,null,null,null,null,null,null,null,null,null,null,null,null,null,null,null,null,null,null,null,null,null,null,null,null,null,null,null,18,"150x50x20x3.2","150x50x20",3.2,8.6069999999999993,6.76,0,1.54,280,28.3,5.71,1.81,37.4,8.19,3.7,0]
[null,null,null,null,null,null,null,null,null,null,null,null,null,null,null,null,null,null,null,null,null,null,null,null,null,null,null,null,null,null,null,null,null,null,null,null,null,null,null,19,"150x50x20x2.3","150x50x20",2.2999999999999998,6.3220000000000001,4.96,0,1.55,210,21.9,5.77,1.86,28,6.33,3.8,0]
[null,null,null,null,null,null,null,null,null,null,null,null,null,null,null,null,null,null,null,null,null,null,null,null,null,null,null,null,null,null,null,null,null,null,null,null,null,null,null,20,"125x50x20x4.5","125x50x20",4.5,10.59,8.32,0,1.68,238,33.5,4.74,1.78,38,10,4,0]
[null,null,null,null,null,null,null,null,null,null,null,null,null,null,null,null,null,null,null,null,null,null,null,null,null,null,null,null,null,null,null,null,null,null,null,null,null,null,null,21,"125x50x20x4.0","125x50x20",4,9.548,7.5,0,1.68,217,33.1,4.7699999999999996,1.81,34.700000000000003,9.3800000000000008,4,0]
[null,null,null,null,null,null,null,null,null,null,null,null,null,null,null,null,null,null,null,null,null,null,null,null,null,null,null,null,null,null,null,null,null,null,null,null,null,null,null,22,"125x50x20x3.2","125x50x20",3.2,7.8070000000000004,6.13,0,1.68,181,26.6,4.82,1.85,29,8.02,4,0]
[null,null,null,null,null,null,null,null,null,null,null,null,null,null,null,null,null,null,null,null,null,null,null,null,null,null,null,null,null,null,null,null,null,null,null,null,null,null,null,23,"125x50x20x2.3","125x50x20",2.2999999999999998,5.7469999999999999,4.51,0,1.69,137,20.6,4.88,1.89,21.9,6.22,4.0999999999999996,0]
[null,null,null,null,null,null,null,null,null,null,null,null,null,null,null,null,null,null,null,null,null,null,null,null,null,null,null,null,null,null,null,null,null,null,null,null,null,null,null,24,"120x60x25x4.5","120x60x25",4.5,11.72,9.1999999999999993,0,2.25,252,58,4.63,2.2200000000000002,41.9,15.5,5.3,0]
[null,null,null,null,null,null,null,null,null,null,null,null,null,null,null,null,null,null,null,null,null,null,null,null,null,null,null,null,null,null,null,null,null,null,null,null,null,null,null,25,"120x60x25x3.2","120x60x25",3.2,8.2870000000000008,6.51,0,2.12,186,40.9,4.74,2.2200000000000002,31,10.5,4.9000000000000004,0]
[null,null,null,null,null,null,null,null,null,null,null,null,null,null,null,null,null,null,null,null,null,null,null,null,null,null,null,null,null,null,null,null,null,null,null,null,null,null,null,26,"120x60x25x2.3","120x60x25",2.2999999999999998,6.0919999999999996,4.78,0,2.13,140,31.3,4.79,2.27,23.3,8.1,5.0999999999999996,0]
[null,null,null,null,null,null,null,null,null,null,null,null,null,null,null,null,null,null,null,null,null,null,null,null,null,null,null,null,null,null,null,null,null,null,null,null,null,null,null,27,"120x40x20x3.2","120x40x20",3.2,7.0069999999999997,5.5,0,1.32,144,15.3,4.53,1.48,24,5.71,3.4,0]
[null,null,null,null,null,null,null,null,null,null,null,null,null,null,null,null,null,null,null,null,null,null,null,null,null,null,null,null,null,null,null,null,null,null,null,null,null,null,null,28,"100x50x20x4.5","100x50x20",4.5,9.4689999999999994,7.43,0,1.86,139,30.9,3.82,1.81,27.7,9.82,4.3,0]
[null,null,null,null,null,null,null,null,null,null,null,null,null,null,null,null,null,null,null,null,null,null,null,null,null,null,null,null,null,null,null,null,null,null,null,null,null,null,null,29,"100x50x20x4.0","100x50x20",4,8.548,6.71,0,1.86,127,28.7,3.85,1.83,25.4,9.1300000000000008,4.3,0]
[null,null,null,null,null,null,null,null,null,null,null,null,null,null,null,null,null,null,null,null,null,null,null,null,null,null,null,null,null,null,null,null,null,null,null,null,null,null,null,30,"100x50x20x3.2","100x50x20",3.2,7.0069999999999997,5.5,0,1.86,107,24.5,3.9,1.87,21.3,7.81,4.4000000000000004,0]
[null,null,null,null,null,null,null,null,null,null,null,null,null,null,null,null,null,null,null,null,null,null,null,null,null,null,null,null,null,null,null,null,null,null,null,null,null,null,null,31,"100x50x20x2.8","100x50x20",2.8,6.2050000000000001,4.87,0,1.88,99.8,23.2,3.96,1.91,20,7.44,4.3,0]
[null,null,null,null,null,null,null,null,null,null,null,null,null,null,null,null,null,null,null,null,null,null,null,null,null,null,null,null,null,null,null,null,null,null,null,null,null,null,null,32,"100x50x20x2.3","100x50x20",2.2999999999999998,5.1719999999999997,4.0599999999999996,0,1.86,80.7,19,3.95,1.92,16,6.06,4.4000000000000004,0]
[null,null,null,null,null,null,null,null,null,null,null,null,null,null,null,null,null,null,null,null,null,null,null,null,null,null,null,null,null,null,null,null,null,null,null,null,null,null,null,33,"100x50x20x2.0","100x50x20",2,4.5369999999999999,3.56,0,1.86,71.400000000000006,16.899999999999999,3.97,1.93,14.3,5.4,4.4000000000000004,0]
[null,null,null,null,null,null,null,null,null,null,null,null,null,null,null,null,null,null,null,null,null,null,null,null,null,null,null,null,null,null,null,null,null,null,null,null,null,null,null,34,"100x50x20x1.6","100x50x20",1.6,3.6720000000000002,2.88,0,1.87,58.4,14,3.99,1.95,11.7,4.47,4.5,0]
[null,null,null,null,null,null,null,null,null,null,null,null,null,null,null,null,null,null,null,null,null,null,null,null,null,null,null,null,null,null,null,null,null,null,null,null,null,null,null,35,"90x45x15x3.2","90x45x15",3.2,6.367,5,0,1.72,76.900000000000006,18.3,3.48,1.69,17.100000000000001,6.57,4.0999999999999996,0]
[null,null,null,null,null,null,null,null,null,null,null,null,null,null,null,null,null,null,null,null,null,null,null,null,null,null,null,null,null,null,null,null,null,null,null,null,null,null,null,36,"90x45x15x2.3","90x45x15",2.2999999999999998,4.7119999999999997,3.7,0,1.73,58.6,14.2,3.53,1.74,13,5.14,4.0999999999999996,0]
[null,null,null,null,null,null,null,null,null,null,null,null,null,null,null,null,null,null,null,null,null,null,null,null,null,null,null,null,null,null,null,null,null,null,null,null,null,null,null,37,"90x45x15x1.6","90x45x15",1.6,3.3519999999999999,2.63,0,1.73,42.6,10.5,3.56,1.77,9.4600000000000009,5.8,4.2,0]
[null,null,null,null,null,null,null,null,null,null,null,null,null,null,null,null,null,null,null,null,null,null,null,null,null,null,null,null,null,null,null,null,null,null,null,null,null,null,null,38,"75x45x15x2.3","75x45x15",2.2999999999999998,4.1369999999999996,3.25,0,1.72,37.1,11.8,3,1.69,9.9,4.24,4,0]
[null,null,null,null,null,null,null,null,null,null,null,null,null,null,null,null,null,null,null,null,null,null,null,null,null,null,null,null,null,null,null,null,null,null,null,null,null,null,null,39,"75x45x15x2.0","75x45x15",2,3.637,2.86,0,1.72,33,10.5,3.01,1.7,8.7899999999999991,3.76,4,0]
[null,null,null,null,null,null,null,null,null,null,null,null,null,null,null,null,null,null,null,null,null,null,null,null,null,null,null,null,null,null,null,null,null,null,null,null,null,null,null,40,"75x45x15x1.6","75x45x15",1.6,2.952,2.3199999999999998,0,1.72,27.1,8.7100000000000009,3.03,1.72,7.24,3.13,4.0999999999999996,0]
[null,null,null,null,null,null,null,null,null,null,null,null,null,null,null,null,null,null,null,null,null,null,null,null,null,null,null,null,null,null,null,null,null,null,null,null,null,null,null,41,"75x35x15x2.3","75x35x15",2.2999999999999998,3.677,2.89,0,1.29,31,6.58,2.91,1.34,8.2799999999999994,2.98,3.1,0]
[null,null,null,null,null,null,null,null,null,null,null,null,null,null,null,null,null,null,null,null,null,null,null,null,null,null,null,null,null,null,null,null,null,null,null,null,null,null,null,42,"75x40x25x1.6","70x40x25",1.6,3.032,2.38,0,1.8,22,8,2.69,1.62,6.29,3.67,4.4000000000000004,0]
[null,null,null,null,null,null,null,null,null,null,null,null,null,null,null,null,null,null,null,null,null,null,null,null,null,null,null,null,null,null,null,null,null,null,null,null,null,null,null,43,"60x30x10x2.3","60x30x10",2.2999999999999998,2.8719999999999999,2.25,0,1.06,15.6,3.32,2.33,1.07,5.2,1.71,2.5,0]
[null,null,null,null,null,null,null,null,null,null,null,null,null,null,null,null,null,null,null,null,null,null,null,null,null,null,null,null,null,null,null,null,null,null,null,null,null,null,null,44,"60x30x10x2.0","60x30x10",2,2.5369999999999999,1.99,0,1.06,14,3.01,2.35,1.0900000000000001,4.6500000000000004,1.55,2.5,0]
[null,null,null,null,null,null,null,null,null,null,null,null,null,null,null,null,null,null,null,null,null,null,null,null,null,null,null,null,null,null,null,null,null,null,null,null,null,null,null,45,"60x30x10x1.6","60x30x10",1.6,2.0720000000000001,1.63,0,1.06,11.6,2.56,2.37,1.1100000000000001,3.88,1.32,2.5,0]
[]
[]
[]
[null,null,null,null,null,null,null,null,null,null,null,null,null,null,null,null,null,null,null,null,null,null,null,null,null,null,null,null,null,null,null,null,null,null,null,null,null,null,null,null,null,null,null,null,null,"Rectangular Tube"]
[]
[null,null,null,null,null,null,null,null,null,null,null,null,null,null,null,null,null,null,null,null,null,null,null,null,null,null,null,null,null,null,null,null,null,null,null,null,null,null,null,null,null,null,null,null,null,"Dimension Tolerance"]
[]
[null,null,null,null,null,null,null,null,null,null,null,null,null,null,null,null,null,null,null,null,null,null,null,null,null,null,null,null,null,null,null,null,null,null,null,null,null,null,null,null,null,null,null,null,null,"Side Length"]
[null,null,null,null,null,null,null,null,null,null,null,null,null,null,null,null,null,null,null,null,null,null,null,null,null,null,null,null,null,null,null,null,null,null,null,null,null,null,null,null,null,null,null,null,null,": DxB < 50 mm. ± 1.5 mm. Thickness : Under 3 mm. ± 0.3 mm."]
[null,null,null,null,null,null,null,null,null,null,null,null,null,null,null,null,null,null,null,null,null,null,null,null,null,null,null,null,null,null,null,null,null,null,null,null,null,null,null,null,null,null,null,null,null,": DxB > 50 mm. ± 1.5 % Thickness : 3 mm. or over, ± 10%"]
[null,null,null,null,null,null,null,null,null,null,null,null,null,null,null,null,null,null,null,null,null,null,null,null,null,null,null,null,null,null,null,null,null,null,null,null,null,null,null,null,null,null,null,null,null,": ± 10% Lenght : +50 mm., -0 mm."]
[]
[null,null,null,null,null,null,null,null,null,null,null,null,null,null,null,null,null,null,null,null,null,null,null,null,null,null,null,null,null,null,null,null,null,null,null,null,null,null,null,null,null,"Side Length",null,"Thickness","Calculate Weight","Cross Sectional Area","Geometrical Moment of Inertia",null,"Modulus of Section",null,"Radius of Gyration"]
[null,null,null,null,null,null,null,null,null,null,null,null,null,null,null,null,null,null,null,null,null,null,null,null,null,null,null,null,null,null,null,null,null,null,null,null,null,null,null,null,null,"D x B",null,"T","W","A","Ix","Iy","Zx","Zy","Ix","Iy"]
[null,null,null,null,null,null,null,null,null,null,null,null,null,null,null,null,null,null,null,null,null,null,null,null,null,null,null,null,null,null,null,null,null,null,null,null,null,null,null,null,null,"in.","mm.","mm.","kg./m.","cm2","cm4","cm4","cm3","cm3","cm.","cm."]
[null,null,null,null,null,null,null,null,null,null,null,null,null,null,null,null,null,null,null,null,null,null,null,null,null,null,null,null,null,null,null,null,null,null,null,null,null,null,null,1,"50x25x2.0","  2x1    ","  50x25    ",2,2.12,2.7,8.17,2.76,3.27,2.2000000000000002,1.74,1.01]
[null,null,null,null,null,null,null,null,null,null,null,null,null,null,null,null,null,null,null,null,null,null,null,null,null,null,null,null,null,null,null,null,null,null,null,null,null,null,null,2,"50x25x2.3",null,null,2.2999999999999998,2.44,3.1,9.31,3.1,3.72,2.48,1.68,0.96]
[null,null,null,null,null,null,null,null,null,null,null,null,null,null,null,null,null,null,null,null,null,null,null,null,null,null,null,null,null,null,null,null,null,null,null,null,null,null,null,3,"50x25x3.2",null,null,3.2,3.24,4.13,11.6,3.8,4.6500000000000004,3.04,1.68,0.96]
[null,null,null,null,null,null,null,null,null,null,null,null,null,null,null,null,null,null,null,null,null,null,null,null,null,null,null,null,null,null,null,null,null,null,null,null,null,null,null,4,"50x25x3.6",null,null,3.6,3.48,4.4400000000000004,11.7,3.86,4.7,3.09,1.63,0.93]
[null,null,null,null,null,null,null,null,null,null,null,null,null,null,null,null,null,null,null,null,null,null,null,null,null,null,null,null,null,null,null,null,null,null,null,null,null,null,null,5,"75x38x2.3","3x1 1/4 ","75x38  ",2.2999999999999998,3.81,4.8499999999999996,34.6,12,9.23,6.3,2.67,1.57]
[null,null,null,null,null,null,null,null,null,null,null,null,null,null,null,null,null,null,null,null,null,null,null,null,null,null,null,null,null,null,null,null,null,null,null,null,null,null,null,6,"75x38x3.2",null,null,3.2,5.15,5.15,45,15.4,12,8.09,2.62,1.53]
[null,null,null,null,null,null,null,null,null,null,null,null,null,null,null,null,null,null,null,null,null,null,null,null,null,null,null,null,null,null,null,null,null,null,null,null,null,null,null,7,"75x45x1.6","  3x1 3/4 ","  75x45  ",1.6,2.88,3.67,28.4,12.9,7.56,5.75,2.78,1.88]
[null,null,null,null,null,null,null,null,null,null,null,null,null,null,null,null,null,null,null,null,null,null,null,null,null,null,null,null,null,null,null,null,null,null,null,null,null,null,null,8,"75x45x2.3",null,null,2.2999999999999998,4.0599999999999996,5.17,38.9,17.600000000000001,10.4,7.82,2.74,1.84]
[null,null,null,null,null,null,null,null,null,null,null,null,null,null,null,null,null,null,null,null,null,null,null,null,null,null,null,null,null,null,null,null,null,null,null,null,null,null,null,9,"75x45x3.2",null,null,3.2,5.5,7.01,50.8,22.8,13.5,10.1,2.69,1.8]
[null,null,null,null,null,null,null,null,null,null,null,null,null,null,null,null,null,null,null,null,null,null,null,null,null,null,null,null,null,null,null,null,null,null,null,null,null,null,null,10,"100x50x2.0","4x2","100x50",2,4.4800000000000004,5.7,74.099999999999994,25.5,14.8,10.199999999999999,3.61,2.11]
[null,null,null,null,null,null,null,null,null,null,null,null,null,null,null,null,null,null,null,null,null,null,null,null,null,null,null,null,null,null,null,null,null,null,null,null,null,null,null,11,"100x50x2.3",null,null,2.2999999999999998,5.14,6.55,84.8,29,17,11.6,3.6,2.1]
[null,null,null,null,null,null,null,null,null,null,null,null,null,null,null,null,null,null,null,null,null,null,null,null,null,null,null,null,null,null,null,null,null,null,null,null,null,null,null,12,"100x50x3.2",null,null,3.2,7.01,8.93,112,38,22.5,15.2,3.55,2.06]
[null,null,null,null,null,null,null,null,null,null,null,null,null,null,null,null,null,null,null,null,null,null,null,null,null,null,null,null,null,null,null,null,null,null,null,null,null,null,null,13,"100x50x3.6",null,null,3.6,7.72,9.84,121,40.9,24.1,16.3,3.5,2.04]
[null,null,null,null,null,null,null,null,null,null,null,null,null,null,null,null,null,null,null,null,null,null,null,null,null,null,null,null,null,null,null,null,null,null,null,null,null,null,null,14,"100x50x4.0",null,null,4,8.59,10.95,142,46.7,28.4,18.7,3.55,2.0299999999999998]
[null,null,null,null,null,null,null,null,null,null,null,null,null,null,null,null,null,null,null,null,null,null,null,null,null,null,null,null,null,null,null,null,null,null,null,null,null,null,null,15,"100x50x4.5",null,null,4.5,9.5500000000000007,12.17,147,48.9,29.3,19.5,3.47,2]
[null,null,null,null,null,null,null,null,null,null,null,null,null,null,null,null,null,null,null,null,null,null,null,null,null,null,null,null,null,null,null,null,null,null,null,null,null,null,null,16,"125x75x2.3","    5x3    ","    125x75   ",2.2999999999999998,6.95,8.85,192,87.5,30.6,23.3,4.6500000000000004,3.14]
[null,null,null,null,null,null,null,null,null,null,null,null,null,null,null,null,null,null,null,null,null,null,null,null,null,null,null,null,null,null,null,null,null,null,null,null,null,null,null,17,"125x75x3.2",null,null,3.2,9.52,12.13,257,117,41.1,31.1,4.5999999999999996,3.1]
[null,null,null,null,null,null,null,null,null,null,null,null,null,null,null,null,null,null,null,null,null,null,null,null,null,null,null,null,null,null,null,null,null,null,null,null,null,null,null,18,"125x75x4.0",null,null,4,11.7,14.95,311,141,49.7,37.5,4.5599999999999996,3.07]
[null,null,null,null,null,null,null,null,null,null,null,null,null,null,null,null,null,null,null,null,null,null,null,null,null,null,null,null,null,null,null,null,null,null,null,null,null,null,null,19,"125x75x4.5",null,null,4.5,13.1,16.670000000000002,342,155,54.8,41.2,4.53,3.04]
[null,null,null,null,null,null,null,null,null,null,null,null,null,null,null,null,null,null,null,null,null,null,null,null,null,null,null,null,null,null,null,null,null,null,null,null,null,null,null,20,"125x75x6.0",null,null,6,17,21.63,428,192,68.5,51.1,4.45,2.98]
[null,null,null,null,null,null,null,null,null,null,null,null,null,null,null,null,null,null,null,null,null,null,null,null,null,null,null,null,null,null,null,null,null,null,null,null,null,null,null,21,"150x50x3.2","  6x2  ","  150x50  ",3.2,9.6300000000000008,12.13,314.92,55.71,42.61,22.61,5.16,2.17]
[null,null,null,null,null,null,null,null,null,null,null,null,null,null,null,null,null,null,null,null,null,null,null,null,null,null,null,null,null,null,null,null,null,null,null,null,null,null,null,22,"150x50x4.5",null,null,4.5,13.5,17.03,423.93,75.75,53.35,29.82,5.05,2.11]
[null,null,null,null,null,null,null,null,null,null,null,null,null,null,null,null,null,null,null,null,null,null,null,null,null,null,null,null,null,null,null,null,null,null,null,null,null,null,null,23,"150x50x6.3",null,null,6.3,18.77,22.84,536.98,93.65,72.760000000000005,36.869999999999997,4.93,2.0299999999999998]
[null,null,null,null,null,null,null,null,null,null,null,null,null,null,null,null,null,null,null,null,null,null,null,null,null,null,null,null,null,null,null,null,null,null,null,null,null,null,null,24,"200x100x4.5","  8x4  ","  200x100  ",4.5,20.100000000000001,25.67,1330,455,133,90.9,7.2,4.21]
[null,null,null,null,null,null,null,null,null,null,null,null,null,null,null,null,null,null,null,null,null,null,null,null,null,null,null,null,null,null,null,null,null,null,null,null,null,null,null,25,"200x100x6.0",null,null,6,26.4,33.630000000000003,1700,577,170,115,7.12,4.1399999999999997]
[null,null,null,null,null,null,null,null,null,null,null,null,null,null,null,null,null,null,null,null,null,null,null,null,null,null,null,null,null,null,null,null,null,null,null,null,null,null,null,26,"200x100x6.3",null,null,6.3,27.4,34.799999999999997,1739,591,174,118,7.06,4.12]
[]
[]
[]
[null,null,null,null,null,null,null,null,null,null,null,null,null,null,null,null,null,null,null,null,null,null,null,null,null,null,null,null,null,null,null,null,null,null,null,null,null,null,null,null,null,null,null,null,null,"Square Tube"]
[]
[null,null,null,null,null,null,null,null,null,null,null,null,null,null,null,null,null,null,null,null,null,null,null,null,null,null,null,null,null,null,null,null,null,null,null,null,null,null,null,null,null,null,null,null,null,"Dimension Tolerance"]
[]
[null,null,null,null,null,null,null,null,null,null,null,null,null,null,null,null,null,null,null,null,null,null,null,null,null,null,null,null,null,null,null,null,null,null,null,null,null,null,null,null,null,null,null,null,null,"Side Length"]
[null,null,null,null,null,null,null,null,null,null,null,null,null,null,null,null,null,null,null,null,null,null,null,null,null,null,null,null,null,null,null,null,null,null,null,null,null,null,null,null,null,null,null,null,null,": DxB < 50 mm. ± 1.5 mm. Thickness : Under 3 mm. ± 0.3 mm."]
[null,null,null,null,null,null,null,null,null,null,null,null,null,null,null,null,null,null,null,null,null,null,null,null,null,null,null,null,null,null,null,null,null,null,null,null,null,null,null,null,null,null,null,null,null,": DxB > 50 mm. ± 1.5 % Thickness : 3 mm. or over, ± 10%"]
[null,null,null,null,null,null,null,null,null,null,null,null,null,null,null,null,null,null,null,null,null,null,null,null,null,null,null,null,null,null,null,null,null,null,null,null,null,null,null,null,null,null,null,null,null,": ± 10% Lenght : +50 mm., -0 mm."]
[]
[null,null,null,null,null,null,null,null,null,null,null,null,null,null,null,null,null,null,null,null,null,null,null,null,null,null,null,null,null,null,null,null,null,null,null,null,null,null,null,null,null,"Side Length",null,"Thickness","Calculate Weight","Cross Sectional Area","Geometrical Moment of Inertia","Modulus of Section","Radius of Gyration"]
[null,null,null,null,null,null,null,null,null,null,null,null,null,null,null,null,null,null,null,null,null,null,null,null,null,null,null,null,null,null,null,null,null,null,null,null,null,null,null,null,null,"D x D",null,"T","W","A","Ix, Iy","Zx, Zy","Ix, Iy"]
[null,null,null,null,null,null,null,null,null,null,null,null,null,null,null,null,null,null,null,null,null,null,null,null,null,null,null,null,null,null,null,null,null,null,null,null,null,null,null,null,null,"in.","mm.","mm.","kg./m.","cm2","cm4","cm3","cm."]
[null,null,null,null,null,null,null,null,null,null,null,null,null,null,null,null,null,null,null,null,null,null,null,null,null,null,null,null,null,null,null,null,null,null,null,null,null,null,null,1,"25x25x2.0","  1x1    ","  25x25    ",2,1.36,1.74,1.48,1.19,0.92]
[null,null,null,null,null,null,null,null,null,null,null,null,null,null,null,null,null,null,null,null,null,null,null,null,null,null,null,null,null,null,null,null,null,null,null,null,null,null,null,2,"25x25x2.3",null,null,2.2999999999999998,1.53,1.97,1.61,1.29,0.9]
[null,null,null,null,null,null,null,null,null,null,null,null,null,null,null,null,null,null,null,null,null,null,null,null,null,null,null,null,null,null,null,null,null,null,null,null,null,null,null,3,"25x25x2.6",null,null,2.6,1.65,2.1,1.63,1.31,0.88]
[null,null,null,null,null,null,null,null,null,null,null,null,null,null,null,null,null,null,null,null,null,null,null,null,null,null,null,null,null,null,null,null,null,null,null,null,null,null,null,4,"25x25x3.2",null,null,3.2,1.91,2.44,1.75,1.4,0.85]
[null,null,null,null,null,null,null,null,null,null,null,null,null,null,null,null,null,null,null,null,null,null,null,null,null,null,null,null,null,null,null,null,null,null,null,null,null,null,null,5,"32x32x2.3","11/4 x11/4","32x32  ",2.2999999999999998,2.04,2.6,3.71,2.3199999999999998,1.2]
[null,null,null,null,null,null,null,null,null,null,null,null,null,null,null,null,null,null,null,null,null,null,null,null,null,null,null,null,null,null,null,null,null,null,null,null,null,null,null,6,"32x32x3.2",null,null,3.2,2.69,3.42,4.54,2.84,1.1499999999999999]
[null,null,null,null,null,null,null,null,null,null,null,null,null,null,null,null,null,null,null,null,null,null,null,null,null,null,null,null,null,null,null,null,null,null,null,null,null,null,null,7,"38x38x2.3","11/2 x11/2","38x38  ",2.2999999999999998,2.4700000000000002,3.15,6.54,3.44,1.44]
[null,null,null,null,null,null,null,null,null,null,null,null,null,null,null,null,null,null,null,null,null,null,null,null,null,null,null,null,null,null,null,null,null,null,null,null,null,null,null,8,"38x38x3.2",null,null,3.2,3.29,4.1900000000000004,8.18,4.3,1.4]
[null,null,null,null,null,null,null,null,null,null,null,null,null,null,null,null,null,null,null,null,null,null,null,null,null,null,null,null,null,null,null,null,null,null,null,null,null,null,null,9,"50x50x1.6","      2x2      ","      50x50      ",1.6,2.38,3.03,11.7,4.68,1.96]
[null,null,null,null,null,null,null,null,null,null,null,null,null,null,null,null,null,null,null,null,null,null,null,null,null,null,null,null,null,null,null,null,null,null,null,null,null,null,null,10,"50x50x2.0",null,null,2,2.91,3.7,13.9,5.57,1.94]
[null,null,null,null,null,null,null,null,null,null,null,null,null,null,null,null,null,null,null,null,null,null,null,null,null,null,null,null,null,null,null,null,null,null,null,null,null,null,null,11,"50x50x2.3",null,null,2.2999999999999998,3.34,4.25,15.9,6.34,1.93]
[null,null,null,null,null,null,null,null,null,null,null,null,null,null,null,null,null,null,null,null,null,null,null,null,null,null,null,null,null,null,null,null,null,null,null,null,null,null,null,12,"50x50x3.2",null,null,3.2,4.5,5.73,20.399999999999999,8.16,1.89]
[null,null,null,null,null,null,null,null,null,null,null,null,null,null,null,null,null,null,null,null,null,null,null,null,null,null,null,null,null,null,null,null,null,null,null,null,null,null,null,13,"50x50x3.6",null,null,3.6,4.9000000000000004,6.24,21.4,8.58,1.85]
[null,null,null,null,null,null,null,null,null,null,null,null,null,null,null,null,null,null,null,null,null,null,null,null,null,null,null,null,null,null,null,null,null,null,null,null,null,null,null,14,"50x50x4.0",null,null,4,5.35,6.81,22.9,9.15,1.83]
[null,null,null,null,null,null,null,null,null,null,null,null,null,null,null,null,null,null,null,null,null,null,null,null,null,null,null,null,null,null,null,null,null,null,null,null,null,null,null,15,"50x50x5.0",null,null,5,6.39,8.14,25.7,10.3,1.78]
[null,null,null,null,null,null,null,null,null,null,null,null,null,null,null,null,null,null,null,null,null,null,null,null,null,null,null,null,null,null,null,null,null,null,null,null,null,null,null,16,"75x75x2.3","  3x3    ","  75x75    ",2.2999999999999998,5.14,6.55,57.1,15.2,2.95]
[null,null,null,null,null,null,null,null,null,null,null,null,null,null,null,null,null,null,null,null,null,null,null,null,null,null,null,null,null,null,null,null,null,null,null,null,null,null,null,17,"75x75x3.2",null,null,3.2,7.01,8.93,75.5,20.100000000000001,2.91]
[null,null,null,null,null,null,null,null,null,null,null,null,null,null,null,null,null,null,null,null,null,null,null,null,null,null,null,null,null,null,null,null,null,null,null,null,null,null,null,18,"75x75x4.0",null,null,4,8.59,10.95,90.2,24.1,2.87]
[null,null,null,null,null,null,null,null,null,null,null,null,null,null,null,null,null,null,null,null,null,null,null,null,null,null,null,null,null,null,null,null,null,null,null,null,null,null,null,19,"75x75x4.5",null,null,4.5,9.5500000000000007,12.17,98.6,26.3,2.85]
[null,null,null,null,null,null,null,null,null,null,null,null,null,null,null,null,null,null,null,null,null,null,null,null,null,null,null,null,null,null,null,null,null,null,null,null,null,null,null,20,"100x100x2.3","    4x4    ","    100x100    ",2.2999999999999998,6.95,8.85,140,27.9,3.97]
[null,null,null,null,null,null,null,null,null,null,null,null,null,null,null,null,null,null,null,null,null,null,null,null,null,null,null,null,null,null,null,null,null,null,null,null,null,null,null,21,"100x100x3.2",null,null,3.2,9.52,12.13,187,37.5,3.93]
[null,null,null,null,null,null,null,null,null,null,null,null,null,null,null,null,null,null,null,null,null,null,null,null,null,null,null,null,null,null,null,null,null,null,null,null,null,null,null,22,"100x100x4.0",null,null,4,11.7,14.95,226,45.3,3.89]
[null,null,null,null,null,null,null,null,null,null,null,null,null,null,null,null,null,null,null,null,null,null,null,null,null,null,null,null,null,null,null,null,null,null,null,null,null,null,null,23,"100x100x4.5",null,null,4.5,13.1,16.670000000000002,249,49.9,3.87]
[null,null,null,null,null,null,null,null,null,null,null,null,null,null,null,null,null,null,null,null,null,null,null,null,null,null,null,null,null,null,null,null,null,null,null,null,null,null,null,24,"100x100x6.0",null,null,6,17,21.63,311,62.3,3.79]
[null,null,null,null,null,null,null,null,null,null,null,null,null,null,null,null,null,null,null,null,null,null,null,null,null,null,null,null,null,null,null,null,null,null,null,null,null,null,null,25,"125x125x3.2","  5x5    ","  125x125    ",3.2,12,15.33,376,60.1,4.95]
[null,null,null,null,null,null,null,null,null,null,null,null,null,null,null,null,null,null,null,null,null,null,null,null,null,null,null,null,null,null,null,null,null,null,null,null,null,null,null,26,"125x125x4.5",null,null,4.5,16.600000000000001,21.17,506,80.900000000000006,4.8899999999999997]
[null,null,null,null,null,null,null,null,null,null,null,null,null,null,null,null,null,null,null,null,null,null,null,null,null,null,null,null,null,null,null,null,null,null,null,null,null,null,null,27,"125x125x5.0",null,null,5,18.3,23.36,553,88.4,4.8600000000000003]
[null,null,null,null,null,null,null,null,null,null,null,null,null,null,null,null,null,null,null,null,null,null,null,null,null,null,null,null,null,null,null,null,null,null,null,null,null,null,null,28,"125x125x6.0",null,null,6,21.7,27.63,641,103,4.82]
[null,null,null,null,null,null,null,null,null,null,null,null,null,null,null,null,null,null,null,null,null,null,null,null,null,null,null,null,null,null,null,null,null,null,null,null,null,null,null,29,"150x150x4.5","  6x6    ","  150x150    ",4.5,20.100000000000001,25.67,896,120,5.91]
[null,null,null,null,null,null,null,null,null,null,null,null,null,null,null,null,null,null,null,null,null,null,null,null,null,null,null,null,null,null,null,null,null,null,null,null,null,null,null,30,"150x150x5.0",null,null,5,22.3,28.36,982,131,5.89]
[null,null,null,null,null,null,null,null,null,null,null,null,null,null,null,null,null,null,null,null,null,null,null,null,null,null,null,null,null,null,null,null,null,null,null,null,null,null,null,31,"150x150x6.0",null,null,6,26.4,33.630000000000003,1150,153,5.84]
[null,null,null,null,null,null,null,null,null,null,null,null,null,null,null,null,null,null,null,null,null,null,null,null,null,null,null,null,null,null,null,null,null,null,null,null,null,null,null,32,"150x150x6.3",null,null,6.3,27.4,34.799999999999997,1174,156,5.8]
[]
[]
[]
[null,null,null,null,null,null,null,null,null,null,null,null,null,null,null,null,null,null,null,null,null,null,null,null,null,null,null,null,null,null,null,null,null,null,null,null,null,null,null,null,null,null,null,null,null,"Steel Sheet Piles"]
[]
[]
[]
[]
[]
[]
[]
[]
[null,null,null,null,null,null,null,null,null,null,null,null,null,null,null,null,null,null,null,null,null,null,null,null,null,null,null,null,null,null,null,null,null,null,null,null,null,null,null,null,null,"Section","Dimensions",null,null,"Sectional Area","Weight",null,"Moment of Inertia",null,"Section Modulus"]
[null,null,null,null,null,null,null,null,null,null,null,null,null,null,null,null,null,null,null,null,null,null,null,null,null,null,null,null,null,null,null,null,null,null,null,null,null,null,null,null,null,null,"w","h","t","per pile","perpile","per wall width","perpile","per wall width","perpile","per wall width"]
[null,null,null,null,null,null,null,null,null,null,null,null,null,null,null,null,null,null,null,null,null,null,null,null,null,null,null,null,null,null,null,null,null,null,null,null,null,null,null,null,null,null,"mm.","mm.","mm.","cm2","kg/m.","kg/m2","cm4","cm4","cm3","cm3/m."]
[null,null,null,null,null,null,null,null,null,null,null,null,null,null,null,null,null,null,null,null,null,null,null,null,null,null,null,null,null,null,null,null,null,null,null,null,null,null,null,null,null,null,"in.","in.","in.","in2","lbs/ft","lbs/ft2","in4","in/ft4","in3","in3/ft"]
[null,null,null,null,null,null,null,null,null,null,null,null,null,null,null,null,null,null,null,null,null,null,null,null,null,null,null,null,null,null,null,null,null,null,null,null,null,null,null,null,null,"SP-III",400,125,13,76.42,60,150,2220,16800,223,1340]
[null,null,null,null,null,null,null,null,null,null,null,null,null,null,null,null,null,null,null,null,null,null,null,null,null,null,null,null,null,null,null,null,null,null,null,null,null,null,null,null,null,null,15.7,4.92,0.51200000000000001,11.85,40.299999999999997,30.7,53.3,123,13.6,24.9]
[null,null,null,null,null,null,null,null,null,null,null,null,null,null,null,null,null,null,null,null,null,null,null,null,null,null,null,null,null,null,null,null,null,null,null,null,null,null,null,null,null,"SP-IV",400,170,15.5,96.99,76.099999999999994,190,4670,38600,362,2270]
[null,null,null,null,null,null,null,null,null,null,null,null,null,null,null,null,null,null,null,null,null,null,null,null,null,null,null,null,null,null,null,null,null,null,null,null,null,null,null,null,null,null,15.7,6.69,0.61,15.03,51.1,38.9,112,283,22.1,42.2]
[]
[]
[]
[null,null,null,null,null,null,null,null,null,null,null,null,null,null,null,null,null,null,null,null,null,null,null,null,null,null,null,null,null,null,null,null,null,null,null,null,null,null,null,null,null,null,"Round Bars SR24"]
[]
[null,null,null,null,null,null,null,null,null,null,null,null,null,null,null,null,null,null,null,null,null,null,null,null,null,null,null,null,null,null,null,null,null,null,null,null,null,null,null,null,null,null,"Size and Weight"]
[]
[]
[null,null,null,null,null,null,null,null,null,null,null,null,null,null,null,null,null,null,null,null,null,null,null,null,null,null,null,null,null,null,null,null,null,null,null,null,null,null,null,null,null,"Name","Diameter (mm.)","Weight (kg/m.)","Cross Section Area (sq.cm.)","Circumference (cm.)"]
[null,null,null,null,null,null,null,null,null,null,null,null,null,null,null,null,null,null,null,null,null,null,null,null,null,null,null,null,null,null,null,null,null,null,null,null,null,null,null,null,null,"RB 6",6,0.222,0.28299999999999997,1.88]
[null,null,null,null,null,null,null,null,null,null,null,null,null,null,null,null,null,null,null,null,null,null,null,null,null,null,null,null,null,null,null,null,null,null,null,null,null,null,null,null,null,"RB 9",9,0.499,0.63600000000000001,2.82]
[null,null,null,null,null,null,null,null,null,null,null,null,null,null,null,null,null,null,null,null,null,null,null,null,null,null,null,null,null,null,null,null,null,null,null,null,null,null,null,null,null,"RB 12",12,0.88800000000000001,1.131,3.77]
[null,null,null,null,null,null,null,null,null,null,null,null,null,null,null,null,null,null,null,null,null,null,null,null,null,null,null,null,null,null,null,null,null,null,null,null,null,null,null,null,null,"RB 15",15,1.387,1.7669999999999999,4.71]
[null,null,null,null,null,null,null,null,null,null,null,null,null,null,null,null,null,null,null,null,null,null,null,null,null,null,null,null,null,null,null,null,null,null,null,null,null,null,null,null,null,"RB 19",19,2.226,2.835,5.96]
[null,null,null,null,null,null,null,null,null,null,null,null,null,null,null,null,null,null,null,null,null,null,null,null,null,null,null,null,null,null,null,null,null,null,null,null,null,null,null,null,null,"RB 25",25,3.8530000000000002,4.9089999999999998,7.85]
[null,null,null,null,null,null,null,null,null,null,null,null,null,null,null,null,null,null,null,null,null,null,null,null,null,null,null,null,null,null,null,null,null,null,null,null,null,null,null,null,null,"RB 28",28,4.8339999999999996,6.1580000000000004,8.7899999999999991]
[null,null,null,null,null,null,null,null,null,null,null,null,null,null,null,null,null,null,null,null,null,null,null,null,null,null,null,null,null,null,null,null,null,null,null,null,null,null,null,null,null,"RB 34",34,7.1269999999999998,9.0790000000000006,10.68]
[]
[]
[]
[null,null,null,null,null,null,null,null,null,null,null,null,null,null,null,null,null,null,null,null,null,null,null,null,null,null,null,null,null,null,null,null,null,null,null,null,null,null,null,null,null,null,"Deformed Bars"]
[]
[null,null,null,null,null,null,null,null,null,null,null,null,null,null,null,null,null,null,null,null,null,null,null,null,null,null,null,null,null,null,null,null,null,null,null,null,null,null,null,null,null,null,"SD30, SD40"]
[]
[null,null,null,null,null,null,null,null,null,null,null,null,null,null,null,null,null,null,null,null,null,null,null,null,null,null,null,null,null,null,null,null,null,null,null,null,null,null,null,null,null,null,"Size and Weight"]
[]
[]
[null,null,null,null,null,null,null,null,null,null,null,null,null,null,null,null,null,null,null,null,null,null,null,null,null,null,null,null,null,null,null,null,null,null,null,null,null,null,null,null,null,"Name","Diameter (mm.)","Weight (kg/m.)","Cross Section Area (sq.cm.)","Circumference (cm.)"]
[null,null,null,null,null,null,null,null,null,null,null,null,null,null,null,null,null,null,null,null,null,null,null,null,null,null,null,null,null,null,null,null,null,null,null,null,null,null,null,null,null,"DB 10",10,0.61599999999999999,0.78500000000000003,3.14]
[null,null,null,null,null,null,null,null,null,null,null,null,null,null,null,null,null,null,null,null,null,null,null,null,null,null,null,null,null,null,null,null,null,null,null,null,null,null,null,null,null,"DB 12",12,0.88800000000000001,1.131,3.77]
[null,null,null,null,null,null,null,null,null,null,null,null,null,null,null,null,null,null,null,null,null,null,null,null,null,null,null,null,null,null,null,null,null,null,null,null,null,null,null,null,null,"DB 16",16,1.5780000000000001,2.0099999999999998,5.03]
[null,null,null,null,null,null,null,null,null,null,null,null,null,null,null,null,null,null,null,null,null,null,null,null,null,null,null,null,null,null,null,null,null,null,null,null,null,null,null,null,null,"DB 20",20,2.4660000000000002,3.1459999999999999,6.29]
[null,null,null,null,null,null,null,null,null,null,null,null,null,null,null,null,null,null,null,null,null,null,null,null,null,null,null,null,null,null,null,null,null,null,null,null,null,null,null,null,null,"DB 22",22,2.984,3.8010000000000002,6.91]
[null,null,null,null,null,null,null,null,null,null,null,null,null,null,null,null,null,null,null,null,null,null,null,null,null,null,null,null,null,null,null,null,null,null,null,null,null,null,null,null,null,"DB 25",25,3.8530000000000002,4.9080000000000004,7.86]
[null,null,null,null,null,null,null,null,null,null,null,null,null,null,null,null,null,null,null,null,null,null,null,null,null,null,null,null,null,null,null,null,null,null,null,null,null,null,null,null,null,"DB 28",28,4.8339999999999996,6.157,8.8000000000000007]
[null,null,null,null,null,null,null,null,null,null,null,null,null,null,null,null,null,null,null,null,null,null,null,null,null,null,null,null,null,null,null,null,null,null,null,null,null,null,null,null,null,"DB 32",32,6.3129999999999997,8.0419999999999998,10.06]
[null,null,null,null,null,null,null,null,null,null,null,null,null,null,null,null,null,null,null,null,null,null,null,null,null,null,null,null,null,null,null,null,null,null,null,null,null,null,null,null,null,"DB 36",36,7.99,10.178000000000001,11.31]
[null,null,null,null,null,null,null,null,null,null,null,null,null,null,null,null,null,null,null,null,null,null,null,null,null,null,null,null,null,null,null,null,null,null,null,null,null,null,null,null,null,"DB 40",40,9.8650000000000002,12.566000000000001,12.6]
[]
[]
[]
[null,null,null,null,null,null,null,null,null,null,null,null,null,null,null,null,null,null,null,null,null,null,null,null,null,null,null,null,null,null,null,null,null,null,null,null,null,null,null,null,null,null,null,null,null,"Checkered Plates"]
[]
[null,null,null,null,null,null,null,null,null,null,null,null,null,null,null,null,null,null,null,null,null,null,null,null,null,null,null,null,null,null,null,null,null,null,null,null,null,null,null,null,null,null,null,null,null,"JIS G3101 SS400"]
[]
[null,null,null,null,null,null,null,null,null,null,null,null,null,null,null,null,null,null,null,null,null,null,null,null,null,null,null,null,null,null,null,null,null,null,null,null,null,null,null,null,null,null,null,null,null,"Standard Size and Weight Table, kg/cut-lenght sheet"]
[]
[]
[]
[]
[null,null,null,null,null,null,null,null,null,null,null,null,null,null,null,null,null,null,null,null,null,null,null,null,null,null,null,null,null,null,null,null,null,null,null,null,null,null,null,null,null,"Thickness","Weight kg/m2 ","Width and Length, mm. (Figures in the lower e.g. 3x6 are nominal sizes in feet.)"]
[null,null,null,null,null,null,null,null,null,null,null,null,null,null,null,null,null,null,null,null,null,null,null,null,null,null,null,null,null,null,null,null,null,null,null,null,null,null,null,null,null,null,null,"914x1,829","914x3,658","1,219x2,438","1,219x3,048","1,219x4,877","1,219x6,096","1,524x3,048","1,524x6,096"]
[null,null,null,null,null,null,null,null,null,null,null,null,null,null,null,null,null,null,null,null,null,null,null,null,null,null,null,null,null,null,null,null,null,null,null,null,null,null,null,null,null,"mm.",null,"(3x6)","(3x12)","(4x8)","(4x10)","(4x16)","(4x20)","(5x10)","(5x20)"]
[null,null,null,null,null,null,null,null,null,null,null,null,null,null,null,null,null,null,null,null,null,null,null,null,null,null,null,null,null,null,null,null,null,null,null,null,null,null,null,null,null,2.2999999999999998,19.73,33,66,58.6,73.3,177,"-","-","-"]
[null,null,null,null,null,null,null,null,null,null,null,null,null,null,null,null,null,null,null,null,null,null,null,null,null,null,null,null,null,null,null,null,null,null,null,null,null,null,null,null,null,3.2,26.79,44.8,89.6,79.599999999999994,99.6,159,199,"-","-"]
[null,null,null,null,null,null,null,null,null,null,null,null,null,null,null,null,null,null,null,null,null,null,null,null,null,null,null,null,null,null,null,null,null,null,null,null,null,null,null,null,null,4.5,36.99,61.8,124,110,137,220,275,172,344]
[null,null,null,null,null,null,null,null,null,null,null,null,null,null,null,null,null,null,null,null,null,null,null,null,null,null,null,null,null,null,null,null,null,null,null,null,null,null,null,null,null,6,48.77,81.5,163,145,181,290,362,227,453]
[null,null,null,null,null,null,null,null,null,null,null,null,null,null,null,null,null,null,null,null,null,null,null,null,null,null,null,null,null,null,null,null,null,null,null,null,null,null,null,null,null,8,64.47,108,216,192,240,383,479,299,599]
[null,null,null,null,null,null,null,null,null,null,null,null,null,null,null,null,null,null,null,null,null,null,null,null,null,null,null,null,null,null,null,null,null,null,null,null,null,null,null,null,null,9,72.319999999999993,121,242,215,269,430,537,336,672]
[null,null,null,null,null,null,null,null,null,null,null,null,null,null,null,null,null,null,null,null,null,null,null,null,null,null,null,null,null,null,null,null,null,null,null,null,null,null,null,null,null,10,80.17,134,268,238,298,477,596,372,745]
[]
[]
[]
[null,null,null,null,null,null,null,null,null,null,null,null,null,null,null,null,null,null,null,null,null,null,null,null,null,null,null,null,null,null,null,null,null,null,null,null,null,null,null,null,null,null,"Flat Bars"]
[]
[null,null,null,null,null,null,null,null,null,null,null,null,null,null,null,null,null,null,null,null,null,null,null,null,null,null,null,null,null,null,null,null,null,null,null,null,null,null,null,null,null,null,"(Metric Size)"]
[]
[]
[null,null,null,null,null,null,null,null,null,null,null,null,null,null,null,null,null,null,null,null,null,null,null,null,null,null,null,null,null,null,null,null,null,null,null,null,null,null,null,null,null,"Standard Sectional Dimension",null,"Sectional Area cm2","Unit Weight kg/m.",null,"Standard Sectional Dimension",null,"Sectional Area cm2","Unit Weight kg/m."]
[null,null,null,null,null,null,null,null,null,null,null,null,null,null,null,null,null,null,null,null,null,null,null,null,null,null,null,null,null,null,null,null,null,null,null,null,null,null,null,null,null,"Thickness mm.","Width mm.",null,null,null,"Thickness mm.","Width mm."]
[null,null,null,null,null,null,null,null,null,null,null,null,null,null,null,null,null,null,null,null,null,null,null,null,null,null,null,null,null,null,null,null,null,null,null,null,null,null,null,null,null,"    4.5    ",25,1.125,0.88,null,"              19              ",38,7.22,5.67]
[null,null,null,null,null,null,null,null,null,null,null,null,null,null,null,null,null,null,null,null,null,null,null,null,null,null,null,null,null,null,null,null,null,null,null,null,null,null,null,null,null,null,32,1.44,1.1299999999999999,null,null,44,8.36,6.56]
[null,null,null,null,null,null,null,null,null,null,null,null,null,null,null,null,null,null,null,null,null,null,null,null,null,null,null,null,null,null,null,null,null,null,null,null,null,null,null,null,null,null,38,1.71,1.34,null,null,50,9.5,7.46]
[null,null,null,null,null,null,null,null,null,null,null,null,null,null,null,null,null,null,null,null,null,null,null,null,null,null,null,null,null,null,null,null,null,null,null,null,null,null,null,null,null,null,44,1.98,1.55,null,null,65,12.35,9.69]
[null,null,null,null,null,null,null,null,null,null,null,null,null,null,null,null,null,null,null,null,null,null,null,null,null,null,null,null,null,null,null,null,null,null,null,null,null,null,null,null,null,null,50,2.25,1.77,null,null,75,14.25,11.2]
[null,null,null,null,null,null,null,null,null,null,null,null,null,null,null,null,null,null,null,null,null,null,null,null,null,null,null,null,null,null,null,null,null,null,null,null,null,null,null,null,null,"        6          ",25,1.5,1.18,null,null,90,17.100000000000001,13.4]
[null,null,null,null,null,null,null,null,null,null,null,null,null,null,null,null,null,null,null,null,null,null,null,null,null,null,null,null,null,null,null,null,null,null,null,null,null,null,null,null,null,null,32,1.92,1.51,null,null,100,19,14.9]
[null,null,null,null,null,null,null,null,null,null,null,null,null,null,null,null,null,null,null,null,null,null,null,null,null,null,null,null,null,null,null,null,null,null,null,null,null,null,null,null,null,null,38,2.2799999999999998,1.79,null,null,125,23.75,18.600000000000001]
[null,null,null,null,null,null,null,null,null,null,null,null,null,null,null,null,null,null,null,null,null,null,null,null,null,null,null,null,null,null,null,null,null,null,null,null,null,null,null,null,null,null,44,2.64,2.0699999999999998,null,null,150,28.5,22.4]
[null,null,null,null,null,null,null,null,null,null,null,null,null,null,null,null,null,null,null,null,null,null,null,null,null,null,null,null,null,null,null,null,null,null,null,null,null,null,null,null,null,null,50,3,2.36,null,null,180,34.200000000000003,26.8]
[null,null,null,null,null,null,null,null,null,null,null,null,null,null,null,null,null,null,null,null,null,null,null,null,null,null,null,null,null,null,null,null,null,null,null,null,null,null,null,null,null,null,65,3.9,3.06,null,null,200,38,29.8]
[null,null,null,null,null,null,null,null,null,null,null,null,null,null,null,null,null,null,null,null,null,null,null,null,null,null,null,null,null,null,null,null,null,null,null,null,null,null,null,null,null,null,75,4.5,3.53,null,null,230,43.7,34.299999999999997]
[null,null,null,null,null,null,null,null,null,null,null,null,null,null,null,null,null,null,null,null,null,null,null,null,null,null,null,null,null,null,null,null,null,null,null,null,null,null,null,null,null,null,90,5.4,4.24,null,null,250,47.5,37.299999999999997]
[null,null,null,null,null,null,null,null,null,null,null,null,null,null,null,null,null,null,null,null,null,null,null,null,null,null,null,null,null,null,null,null,null,null,null,null,null,null,null,null,null,null,100,6,4.71,null,null,280,53.2,41.8]
[null,null,null,null,null,null,null,null,null,null,null,null,null,null,null,null,null,null,null,null,null,null,null,null,null,null,null,null,null,null,null,null,null,null,null,null,null,null,null,null,null,null,125,7.5,5.89,null,null,300,57,44.7]
[null,null,null,null,null,null,null,null,null,null,null,null,null,null,null,null,null,null,null,null,null,null,null,null,null,null,null,null,null,null,null,null,null,null,null,null,null,null,null,null,null,"        8          ",25,2,1.57,null,"            22            ",50,11,8.64]
[null,null,null,null,null,null,null,null,null,null,null,null,null,null,null,null,null,null,null,null,null,null,null,null,null,null,null,null,null,null,null,null,null,null,null,null,null,null,null,null,null,null,32,2.56,2.0099999999999998,null,null,65,14.3,11.2]
[null,null,null,null,null,null,null,null,null,null,null,null,null,null,null,null,null,null,null,null,null,null,null,null,null,null,null,null,null,null,null,null,null,null,null,null,null,null,null,null,null,null,38,3.04,2.39,null,null,75,16.5,13]
[null,null,null,null,null,null,null,null,null,null,null,null,null,null,null,null,null,null,null,null,null,null,null,null,null,null,null,null,null,null,null,null,null,null,null,null,null,null,null,null,null,null,44,3.52,2.76,null,null,90,19.8,15.5]
[null,null,null,null,null,null,null,null,null,null,null,null,null,null,null,null,null,null,null,null,null,null,null,null,null,null,null,null,null,null,null,null,null,null,null,null,null,null,null,null,null,null,50,1,3.14,null,null,100,22,17.3]
[null,null,null,null,null,null,null,null,null,null,null,null,null,null,null,null,null,null,null,null,null,null,null,null,null,null,null,null,null,null,null,null,null,null,null,null,null,null,null,null,null,null,65,5.2,4.08,null,null,125,27.5,21.6]
[null,null,null,null,null,null,null,null,null,null,null,null,null,null,null,null,null,null,null,null,null,null,null,null,null,null,null,null,null,null,null,null,null,null,null,null,null,null,null,null,null,null,75,6,4.71,null,null,150,33,25.9]
[null,null,null,null,null,null,null,null,null,null,null,null,null,null,null,null,null,null,null,null,null,null,null,null,null,null,null,null,null,null,null,null,null,null,null,null,null,null,null,null,null,null,90,7.2,5.65,null,null,180,39.6,31.1]
[null,null,null,null,null,null,null,null,null,null,null,null,null,null,null,null,null,null,null,null,null,null,null,null,null,null,null,null,null,null,null,null,null,null,null,null,null,null,null,null,null,null,100,8,6.28,null,null,200,44,34.5]
[null,null,null,null,null,null,null,null,null,null,null,null,null,null,null,null,null,null,null,null,null,null,null,null,null,null,null,null,null,null,null,null,null,null,null,null,null,null,null,null,null,null,125,10,7.85,null,null,230,50.6,39.700000000000003]
[null,null,null,null,null,null,null,null,null,null,null,null,null,null,null,null,null,null,null,null,null,null,null,null,null,null,null,null,null,null,null,null,null,null,null,null,null,null,null,null,null,"              9              ",25,2.25,1.77,null,null,250,55,43.2]
[null,null,null,null,null,null,null,null,null,null,null,null,null,null,null,null,null,null,null,null,null,null,null,null,null,null,null,null,null,null,null,null,null,null,null,null,null,null,null,null,null,null,32,2.2799999999999998,2.2599999999999998,null,null,280,61.6,48.4]
[null,null,null,null,null,null,null,null,null,null,null,null,null,null,null,null,null,null,null,null,null,null,null,null,null,null,null,null,null,null,null,null,null,null,null,null,null,null,null,null,null,null,38,3.42,2.68,null,null,300,66,51.8]
[null,null,null,null,null,null,null,null,null,null,null,null,null,null,null,null,null,null,null,null,null,null,null,null,null,null,null,null,null,null,null,null,null,null,null,null,null,null,null,null,null,null,44,3.96,3.11,null,"            25            ",50,12.5,9.81]
[null,null,null,null,null,null,null,null,null,null,null,null,null,null,null,null,null,null,null,null,null,null,null,null,null,null,null,null,null,null,null,null,null,null,null,null,null,null,null,null,null,null,50,4.5,3.53,null,null,65,16.25,12.8]
[null,null,null,null,null,null,null,null,null,null,null,null,null,null,null,null,null,null,null,null,null,null,null,null,null,null,null,null,null,null,null,null,null,null,null,null,null,null,null,null,null,null,65,5.85,4.59,null,null,75,18.75,14.7]
[null,null,null,null,null,null,null,null,null,null,null,null,null,null,null,null,null,null,null,null,null,null,null,null,null,null,null,null,null,null,null,null,null,null,null,null,null,null,null,null,null,null,75,6.75,5.3,null,null,90,22.5,17.7]
[null,null,null,null,null,null,null,null,null,null,null,null,null,null,null,null,null,null,null,null,null,null,null,null,null,null,null,null,null,null,null,null,null,null,null,null,null,null,null,null,null,null,90,8.1,6.36,null,null,100,25,19.600000000000001]
[null,null,null,null,null,null,null,null,null,null,null,null,null,null,null,null,null,null,null,null,null,null,null,null,null,null,null,null,null,null,null,null,null,null,null,null,null,null,null,null,null,null,100,9,7.06,null,null,125,31.25,24.5]
[null,null,null,null,null,null,null,null,null,null,null,null,null,null,null,null,null,null,null,null,null,null,null,null,null,null,null,null,null,null,null,null,null,null,null,null,null,null,null,null,null,null,125,11.25,8.83,null,null,150,37.5,29.4]
[null,null,null,null,null,null,null,null,null,null,null,null,null,null,null,null,null,null,null,null,null,null,null,null,null,null,null,null,null,null,null,null,null,null,null,null,null,null,null,null,null,null,150,13.5,10.6,null,null,1180,45,35.299999999999997]
[null,null,null,null,null,null,null,null,null,null,null,null,null,null,null,null,null,null,null,null,null,null,null,null,null,null,null,null,null,null,null,null,null,null,null,null,null,null,null,null,null,null,180,16.2,12.7,null,null,200,50,39.200000000000003]
[null,null,null,null,null,null,null,null,null,null,null,null,null,null,null,null,null,null,null,null,null,null,null,null,null,null,null,null,null,null,null,null,null,null,null,null,null,null,null,null,null,null,200,18,14.1,null,null,230,57.5,45.1]
[null,null,null,null,null,null,null,null,null,null,null,null,null,null,null,null,null,null,null,null,null,null,null,null,null,null,null,null,null,null,null,null,null,null,null,null,null,null,null,null,null,null,230,20.7,16.2,null,null,250,62.5,49.1]
[null,null,null,null,null,null,null,null,null,null,null,null,null,null,null,null,null,null,null,null,null,null,null,null,null,null,null,null,null,null,null,null,null,null,null,null,null,null,null,null,null,null,250,22.5,17.7,null,null,280,70,55]
[null,null,null,null,null,null,null,null,null,null,null,null,null,null,null,null,null,null,null,null,null,null,null,null,null,null,null,null,null,null,null,null,null,null,null,null,null,null,null,null,null,"                12                ",25,3,2.36,null,null,300,75,58.9]
[null,null,null,null,null,null,null,null,null,null,null,null,null,null,null,null,null,null,null,null,null,null,null,null,null,null,null,null,null,null,null,null,null,null,null,null,null,null,null,null,null,null,32,3.81,3.01,null,"        28        ",100,28,22]
[null,null,null,null,null,null,null,null,null,null,null,null,null,null,null,null,null,null,null,null,null,null,null,null,null,null,null,null,null,null,null,null,null,null,null,null,null,null,null,null,null,null,38,4.5599999999999996,3.58,null,null,125,35,27.5]
[null,null,null,null,null,null,null,null,null,null,null,null,null,null,null,null,null,null,null,null,null,null,null,null,null,null,null,null,null,null,null,null,null,null,null,null,null,null,null,null,null,null,44,5.28,4.1399999999999997,null,null,150,42,33]
[null,null,null,null,null,null,null,null,null,null,null,null,null,null,null,null,null,null,null,null,null,null,null,null,null,null,null,null,null,null,null,null,null,null,null,null,null,null,null,null,null,null,50,6,4.71,null,null,180,50.4,39.6]
[null,null,null,null,null,null,null,null,null,null,null,null,null,null,null,null,null,null,null,null,null,null,null,null,null,null,null,null,null,null,null,null,null,null,null,null,null,null,null,null,null,null,65,7.8,6.12,null,null,200,56,44]
[null,null,null,null,null,null,null,null,null,null,null,null,null,null,null,null,null,null,null,null,null,null,null,null,null,null,null,null,null,null,null,null,null,null,null,null,null,null,null,null,null,null,75,9,7.06,null,null,230,64.400000000000006,550.6]
[null,null,null,null,null,null,null,null,null,null,null,null,null,null,null,null,null,null,null,null,null,null,null,null,null,null,null,null,null,null,null,null,null,null,null,null,null,null,null,null,null,null,90,10.8,8.48,null,null,250,70,55]
[null,null,null,null,null,null,null,null,null,null,null,null,null,null,null,null,null,null,null,null,null,null,null,null,null,null,null,null,null,null,null,null,null,null,null,null,null,null,null,null,null,null,100,12,9.42,null,null,280,78.400000000000006,61.5]
[null,null,null,null,null,null,null,null,null,null,null,null,null,null,null,null,null,null,null,null,null,null,null,null,null,null,null,null,null,null,null,null,null,null,null,null,null,null,null,null,null,null,125,15,11.8,null,null,300,84,65.900000000000006]
[null,null,null,null,null,null,null,null,null,null,null,null,null,null,null,null,null,null,null,null,null,null,null,null,null,null,null,null,null,null,null,null,null,null,null,null,null,null,null,null,null,null,150,18,14.1,null,"        32        ",100,32,25.1]
[null,null,null,null,null,null,null,null,null,null,null,null,null,null,null,null,null,null,null,null,null,null,null,null,null,null,null,null,null,null,null,null,null,null,null,null,null,null,null,null,null,null,180,21.6,17,null,null,125,40,31.4]
[null,null,null,null,null,null,null,null,null,null,null,null,null,null,null,null,null,null,null,null,null,null,null,null,null,null,null,null,null,null,null,null,null,null,null,null,null,null,null,null,null,null,200,24,18.8,null,null,150,48,37.700000000000003]
[null,null,null,null,null,null,null,null,null,null,null,null,null,null,null,null,null,null,null,null,null,null,null,null,null,null,null,null,null,null,null,null,null,null,null,null,null,null,null,null,null,null,230,27.6,21.7,null,null,180,57.6,45.2]
[null,null,null,null,null,null,null,null,null,null,null,null,null,null,null,null,null,null,null,null,null,null,null,null,null,null,null,null,null,null,null,null,null,null,null,null,null,null,null,null,null,null,250,30,23.6,null,null,200,64,50.2]
[null,null,null,null,null,null,null,null,null,null,null,null,null,null,null,null,null,null,null,null,null,null,null,null,null,null,null,null,null,null,null,null,null,null,null,null,null,null,null,null,null,null,280,33.6,26.4,null,null,130,73.599999999999994,57.8]
[null,null,null,null,null,null,null,null,null,null,null,null,null,null,null,null,null,null,null,null,null,null,null,null,null,null,null,null,null,null,null,null,null,null,null,null,null,null,null,null,null,null,300,36,28.3,null,null,250,80,62.8]
[null,null,null,null,null,null,null,null,null,null,null,null,null,null,null,null,null,null,null,null,null,null,null,null,null,null,null,null,null,null,null,null,null,null,null,null,null,null,null,null,null,"              16                ",32,5.12,4.0199999999999996,null,null,280,89.6,70.3]
[null,null,null,null,null,null,null,null,null,null,null,null,null,null,null,null,null,null,null,null,null,null,null,null,null,null,null,null,null,null,null,null,null,null,null,null,null,null,null,null,null,null,38,6.08,4.7699999999999996,null,null,300,96,75.400000000000006]
[null,null,null,null,null,null,null,null,null,null,null,null,null,null,null,null,null,null,null,null,null,null,null,null,null,null,null,null,null,null,null,null,null,null,null,null,null,null,null,null,null,null,44,7.04,5.53,null,"        36        ",100,36,28.3]
[null,null,null,null,null,null,null,null,null,null,null,null,null,null,null,null,null,null,null,null,null,null,null,null,null,null,null,null,null,null,null,null,null,null,null,null,null,null,null,null,null,null,50,8,6.28,null,null,125,45,35.299999999999997]
[null,null,null,null,null,null,null,null,null,null,null,null,null,null,null,null,null,null,null,null,null,null,null,null,null,null,null,null,null,null,null,null,null,null,null,null,null,null,null,null,null,null,65,10.4,8.16,null,null,150,54,42.4]
[null,null,null,null,null,null,null,null,null,null,null,null,null,null,null,null,null,null,null,null,null,null,null,null,null,null,null,null,null,null,null,null,null,null,null,null,null,null,null,null,null,null,75,12,9.42,null,null,180,64.8,50.9]
[null,null,null,null,null,null,null,null,null,null,null,null,null,null,null,null,null,null,null,null,null,null,null,null,null,null,null,null,null,null,null,null,null,null,null,null,null,null,null,null,null,null,90,14.4,11.3,null,null,200,72,56.5]
[null,null,null,null,null,null,null,null,null,null,null,null,null,null,null,null,null,null,null,null,null,null,null,null,null,null,null,null,null,null,null,null,null,null,null,null,null,null,null,null,null,null,100,16,12.6,null,null,130,82.8,65]
[null,null,null,null,null,null,null,null,null,null,null,null,null,null,null,null,null,null,null,null,null,null,null,null,null,null,null,null,null,null,null,null,null,null,null,null,null,null,null,null,null,null,125,20,15.7,null,null,250,90,70.599999999999994]
[null,null,null,null,null,null,null,null,null,null,null,null,null,null,null,null,null,null,null,null,null,null,null,null,null,null,null,null,null,null,null,null,null,null,null,null,null,null,null,null,null,null,150,24,18.8,null,null,280,100.8,79.099999999999994]
[null,null,null,null,null,null,null,null,null,null,null,null,null,null,null,null,null,null,null,null,null,null,null,null,null,null,null,null,null,null,null,null,null,null,null,null,null,null,null,null,null,null,180,28.8,22.6,null,null,300,108,84.8]
[null,null,null,null,null,null,null,null,null,null,null,null,null,null,null,null,null,null,null,null,null,null,null,null,null,null,null,null,null,null,null,null,null,null,null,null,null,null,null,null,null,null,200,32,25.1]
[null,null,null,null,null,null,null,null,null,null,null,null,null,null,null,null,null,null,null,null,null,null,null,null,null,null,null,null,null,null,null,null,null,null,null,null,null,null,null,null,null,null,230,36.799999999999997,28.9]
[null,null,null,null,null,null,null,null,null,null,null,null,null,null,null,null,null,null,null,null,null,null,null,null,null,null,null,null,null,null,null,null,null,null,null,null,null,null,null,null,null,null,250,40,31.4]
[null,null,null,null,null,null,null,null,null,null,null,null,null,null,null,null,null,null,null,null,null,null,null,null,null,null,null,null,null,null,null,null,null,null,null,null,null,null,null,null,null,null,280,44.8,35.200000000000003]
[null,null,null,null,null,null,null,null,null,null,null,null,null,null,null,null,null,null,null,null,null,null,null,null,null,null,null,null,null,null,null,null,null,null,null,null,null,null,null,null,null,null,300,48,37.700000000000003]
[]
[]
[]
[null,null,null,null,null,null,null,null,null,null,null,null,null,null,null,null,null,null,null,null,null,null,null,null,null,null,null,null,null,null,null,null,null,null,null,null,null,null,null,null,null,null,null,null,null,"Plates"]
[]
[null,null,null,null,null,null,null,null,null,null,null,null,null,null,null,null,null,null,null,null,null,null,null,null,null,null,null,null,null,null,null,null,null,null,null,null,null,null,null,null,null,null,null,null,null,"JIS G3101 SS400 (Metirc Size)"]
[]
[null,null,null,null,null,null,null,null,null,null,null,null,null,null,null,null,null,null,null,null,null,null,null,null,null,null,null,null,null,null,null,null,null,null,null,null,null,null,null,null,null,null,null,null,null,"Kilograms of Standard Size (JIS - 0.7293 Kg/mm. ft2)"]
[]
[null,null,null,null,null,null,null,null,null,null,null,null,null,null,null,null,null,null,null,null,null,null,null,null,null,null,null,null,null,null,null,null,null,null,null,null,null,null,null,null,null,null,null,null,null,"Size & Properties"]
[]
[]
[null,null,null,null,null,null,null,null,null,null,null,null,null,null,null,null,null,null,null,null,null,null,null,null,null,null,null,null,null,null,null,null,null,null,null,null,null,null,null,null,null,"Thickness","Unit Weight","Width x Length, ft2 Area, ft2"]
[null,null,null,null,null,null,null,null,null,null,null,null,null,null,null,null,null,null,null,null,null,null,null,null,null,null,null,null,null,null,null,null,null,null,null,null,null,null,null,null,null,null,null,"3x6","4x8","4x10","4x16","4x20","5x10","5x20","5x30","5x40","6x30","6x40"]
[null,null,null,null,null,null,null,null,null,null,null,null,null,null,null,null,null,null,null,null,null,null,null,null,null,null,null,null,null,null,null,null,null,null,null,null,null,null,null,null,null,"mm.","kg./ft2",18,32,40,64,80,50,100,150,200,180,240]
[null,null,null,null,null,null,null,null,null,null,null,null,null,null,null,null,null,null,null,null,null,null,null,null,null,null,null,null,null,null,null,null,null,null,null,null,null,null,null,null,null,3.2,2.3340000000000001,42,74.7,93.4,149,187,117,233,350,467,420,560]
[null,null,null,null,null,null,null,null,null,null,null,null,null,null,null,null,null,null,null,null,null,null,null,null,null,null,null,null,null,null,null,null,null,null,null,null,null,null,null,null,null,4.5,3.282,59.1,105,131,200,263,164,328,492,656,591,788]
[null,null,null,null,null,null,null,null,null,null,null,null,null,null,null,null,null,null,null,null,null,null,null,null,null,null,null,null,null,null,null,null,null,null,null,null,null,null,null,null,null,5,3.6459999999999999,65.599999999999994,117,146,233,292,182,365,547,729,656,875]
[null,null,null,null,null,null,null,null,null,null,null,null,null,null,null,null,null,null,null,null,null,null,null,null,null,null,null,null,null,null,null,null,null,null,null,null,null,null,null,null,null,6,4.3760000000000003,78.8,140,175,280,350,219,438,656,875,788,1050]
[null,null,null,null,null,null,null,null,null,null,null,null,null,null,null,null,null,null,null,null,null,null,null,null,null,null,null,null,null,null,null,null,null,null,null,null,null,null,null,null,null,7,5.1050000000000004,91.9,183,204,327,408,255,510,766,1021,919,1225]
[null,null,null,null,null,null,null,null,null,null,null,null,null,null,null,null,null,null,null,null,null,null,null,null,null,null,null,null,null,null,null,null,null,null,null,null,null,null,null,null,null,8,5.3840000000000003,105,187,233,373,467,292,583,875,1167,1050,1400]
[null,null,null,null,null,null,null,null,null,null,null,null,null,null,null,null,null,null,null,null,null,null,null,null,null,null,null,null,null,null,null,null,null,null,null,null,null,null,null,null,null,9,6.5640000000000001,118,210,263,420,525,328,656,985,1313,1182,1575]
[null,null,null,null,null,null,null,null,null,null,null,null,null,null,null,null,null,null,null,null,null,null,null,null,null,null,null,null,null,null,null,null,null,null,null,null,null,null,null,null,null,10,7.2930000000000001,131,233,292,467,583,365,729,1094,1459,1313,1750]
[null,null,null,null,null,null,null,null,null,null,null,null,null,null,null,null,null,null,null,null,null,null,null,null,null,null,null,null,null,null,null,null,null,null,null,null,null,null,null,null,null,11,8.0220000000000002,144,257,321,513,642,401,802,1203,1604,1444,1925]
[null,null,null,null,null,null,null,null,null,null,null,null,null,null,null,null,null,null,null,null,null,null,null,null,null,null,null,null,null,null,null,null,null,null,null,null,null,null,null,null,null,12,8.7520000000000007,158,280,350,560,700,438,875,1313,1750,1575,2100]
[null,null,null,null,null,null,null,null,null,null,null,null,null,null,null,null,null,null,null,null,null,null,null,null,null,null,null,null,null,null,null,null,null,null,null,null,null,null,null,null,null,12.7,9.2620000000000005,167,296,370,593,741,463,926,1389,1852,1667,2223]
[null,null,null,null,null,null,null,null,null,null,null,null,null,null,null,null,null,null,null,null,null,null,null,null,null,null,null,null,null,null,null,null,null,null,null,null,null,null,null,null,null,13,9.4809999999999999,171,303,379,607,758,474,948,1422,1896,1707,2275]
[null,null,null,null,null,null,null,null,null,null,null,null,null,null,null,null,null,null,null,null,null,null,null,null,null,null,null,null,null,null,null,null,null,null,null,null,null,null,null,null,null,14,10.210000000000001,184,327,408,653,817,510,1021,1532,2042,1838,2450]
[null,null,null,null,null,null,null,null,null,null,null,null,null,null,null,null,null,null,null,null,null,null,null,null,null,null,null,null,null,null,null,null,null,null,null,null,null,null,null,null,null,15,10.94,197,350,438,700,875,549,1094,1641,2188,1969,2626]
[null,null,null,null,null,null,null,null,null,null,null,null,null,null,null,null,null,null,null,null,null,null,null,null,null,null,null,null,null,null,null,null,null,null,null,null,null,null,null,null,null,16,11.67,210,373,467,747,934,684,1167,1750,2334,2101,2801]
[null,null,null,null,null,null,null,null,null,null,null,null,null,null,null,null,null,null,null,null,null,null,null,null,null,null,null,null,null,null,null,null,null,null,null,null,null,null,null,null,null,17,12.4,223,397,496,794,992,620,1240,1860,2480,2232,2976]
[null,null,null,null,null,null,null,null,null,null,null,null,null,null,null,null,null,null,null,null,null,null,null,null,null,null,null,null,null,null,null,null,null,null,null,null,null,null,null,null,null,18,13.13,236,420,525,840,1050,656,1313,1970,2626,2363,2151]
[null,null,null,null,null,null,null,null,null,null,null,null,null,null,null,null,null,null,null,null,null,null,null,null,null,null,null,null,null,null,null,null,null,null,null,null,null,null,null,null,null,19,13.86,249,444,554,887,1109,693,1386,2079,2772,2495,3326]
[null,null,null,null,null,null,null,null,null,null,null,null,null,null,null,null,null,null,null,null,null,null,null,null,null,null,null,null,null,null,null,null,null,null,null,null,null,null,null,null,null,20,14.59,263,467,584,934,1167,730,1459,2188,2918,262666,3502]
[null,null,null,null,null,null,null,null,null,null,null,null,null,null,null,null,null,null,null,null,null,null,null,null,null,null,null,null,null,null,null,null,null,null,null,null,null,null,null,null,null,21,15.32,276,490,613,980,1226,766,1532,2298,3064,2758,3677]
[null,null,null,null,null,null,null,null,null,null,null,null,null,null,null,null,null,null,null,null,null,null,null,null,null,null,null,null,null,null,null,null,null,null,null,null,null,null,null,null,null,22,16.04,289,513,642,1027,1283,802,1604,2406,3208,2887,3850]
[null,null,null,null,null,null,null,null,null,null,null,null,null,null,null,null,null,null,null,null,null,null,null,null,null,null,null,null,null,null,null,null,null,null,null,null,null,null,null,null,null,23,16.77,302,537,671,1073,1342,838,1677,2516,3354,3019,4025]
[null,null,null,null,null,null,null,null,null,null,null,null,null,null,null,null,null,null,null,null,null,null,null,null,null,null,null,null,null,null,null,null,null,null,null,null,null,null,null,null,null,24,17.5,315,560,700,1120,1400,875,1750,2625,3500,3150,4200]
[null,null,null,null,null,null,null,null,null,null,null,null,null,null,null,null,null,null,null,null,null,null,null,null,null,null,null,null,null,null,null,null,null,null,null,null,null,null,null,null,null,25,18.23,328,583,729,1167,1458,912,1823,2734,3646,3281,4375]
[null,null,null,null,null,null,null,null,null,null,null,null,null,null,null,null,null,null,null,null,null,null,null,null,null,null,null,null,null,null,null,null,null,null,null,null,null,null,null,null,null,25.4,18.52,333,593,741,1185,1482,926,1852,2778,3704,3334,4445]
[null,null,null,null,null,null,null,null,null,null,null,null,null,null,null,null,null,null,null,null,null,null,null,null,null,null,null,null,null,null,null,null,null,null,null,null,null,null,null,null,null,26,18.96,341,607,758,1213,1517,948,1896,2844,3792,3413,4550]
[null,null,null,null,null,null,null,null,null,null,null,null,null,null,null,null,null,null,null,null,null,null,null,null,null,null,null,null,null,null,null,null,null,null,null,null,null,null,null,null,null,27,19.690000000000001,354,630,788,1260,1575,984,1969,2954,3938,null,4726]
[null,null,null,null,null,null,null,null,null,null,null,null,null,null,null,null,null,null,null,null,null,null,null,null,null,null,null,null,null,null,null,null,null,null,null,null,null,null,null,null,null,28,20.420000000000002,368,653,817,1307,1634,1021,2042,3063,4084,3544,4901]
[null,null,null,null,null,null,null,null,null,null,null,null,null,null,null,null,null,null,null,null,null,null,null,null,null,null,null,null,null,null,null,null,null,null,null,null,null,null,null,null,null,29,21.15,381,677,846,1354,1692,1058,2115,3172,4230,3676,5076]
[null,null,null,null,null,null,null,null,null,null,null,null,null,null,null,null,null,null,null,null,null,null,null,null,null,null,null,null,null,null,null,null,null,null,null,null,null,null,null,null,null,30,21.88,394,700,875,1400,1750,1094,2188,3282,4376,3807,5251]
[null,null,null,null,null,null,null,null,null,null,null,null,null,null,null,null,null,null,null,null,null,null,null,null,null,null,null,null,null,null,null,null,null,null,null,null,null,null,null,null,null,32,23.34,420,747,934,1494,1867,1167,2334,3501,4668,3938,5602]
[null,null,null,null,null,null,null,null,null,null,null,null,null,null,null,null,null,null,null,null,null,null,null,null,null,null,null,null,null,null,null,null,null,null,null,null,null,null,null,null,null,34,24.8,446,794,992,1587,1984,1240,2480,3720,4960,4201,5952]
[null,null,null,null,null,null,null,null,null,null,null,null,null,null,null,null,null,null,null,null,null,null,null,null,null,null,null,null,null,null,null,null,null,null,null,null,null,null,null,null,null,36,26.25,472,840,1050,1680,2100,1312,2625,3938,5250,4464,6300]
[null,null,null,null,null,null,null,null,null,null,null,null,null,null,null,null,null,null,null,null,null,null,null,null,null,null,null,null,null,null,null,null,null,null,null,null,null,null,null,null,null,38,27.71,499,887,1108,1773,2217,1386,2771,4156,5542,4725,6650]
[null,null,null,null,null,null,null,null,null,null,null,null,null,null,null,null,null,null,null,null,null,null,null,null,null,null,null,null,null,null,null,null,null,null,null,null,null,null,null,null,null,40,29.17,525,933,1167,1867,2334,1458,2917,4376,5834,4988,7001]
[null,null,null,null,null,null,null,null,null,null,null,null,null,null,null,null,null,null,null,null,null,null,null,null,null,null,null,null,null,null,null,null,null,null,null,null,null,null,null,null,null,45,32.82,591,1050,1313,2100,2626,1614,3282,4923,6564,5251,7877]
[null,null,null,null,null,null,null,null,null,null,null,null,null,null,null,null,null,null,null,null,null,null,null,null,null,null,null,null,null,null,null,null,null,null,null,null,null,null,null,null,null,50,36.46,656,1167,1458,2333,2917,1823,3646,5469,7292,5908,8750]
[null,null,null,null,null,null,null,null,null,null,null,null,null,null,null,null,null,null,null,null,null,null,null,null,null,null,null,null,null,null,null,null,null,null,null,null,null,null,null,null,null,55,40.11,722,1254,1604,2567,3209,2006,4011,6016,8022,6563,9626]
[null,null,null,null,null,null,null,null,null,null,null,null,null,null,null,null,null,null,null,null,null,null,null,null,null,null,null,null,null,null,null,null,null,null,null,null,null,null,null,null,null,60,43.76,788,1400,1750,2801,3501,2188,4376,6564,8752,7220,10502]
[null,null,null,null,null,null,null,null,null,null,null,null,null,null,null,null,null,null,null,null,null,null,null,null,null,null,null,null,null,null,null,null,null,null,null,null,null,null,null,null,null,65,47.4,853,1517,1896,3034,3792,2370,4740,7110,9480,7877,11376]
[null,null,null,null,null,null,null,null,null,null,null,null,null,null,null,null,null,null,null,null,null,null,null,null,null,null,null,null,null,null,null,null,null,null,null,null,null,null,null,null,null,70,51.05,919,1634,2042,3267,4084,2552,5104,7658,10210,9189,12252]
[]
[]
[null,null,null,null,null,null,null,null,null,null,null,null,null,null,null,null,null,null,null,null,null,null,null,null,null,null,null,null,null,null,null,null,null,null,null,null,null,null,null,null,null,"SecID","SectionName","Shape","PriShape",null,"Weight","Depth","Width","TWeb","TFlange","XSArea","MomIx","MomIy","RadRx","RadRy","ModSx","ModSy","RadJ","RadE","Cx","Cy"]
[null,null,null,null,null,null,null,null,null,null,null,null,null,null,null,null,null,null,null,null,null,null,null,null,null,null,null,null,null,null,null,null,null,null,null,null,null,null,null,null,null,1,"C 50x25x3.86 Kg/m","C","C",null,3.9000000953674316,50,25,5,6,4.9200000762939453,16.799999237060547,2.4900000095367432,1.8500000238418579,0.70999997854232788,6.73,1.4800000190734863,6,3,2.5,0.81000000238418579]
[null,null,null,null,null,null,null,null,null,null,null,null,null,null,null,null,null,null,null,null,null,null,null,null,null,null,null,null,null,null,null,null,null,null,null,null,null,null,null,null,null,2,"C 75x40x6.92 Kg/m","C","C",null,6.9000000953674316,75,40,5,7,8.8179998397827148,75.300003051757813,12.199999809265137,2.9200000762939453,1.1699999570846558,20.100000000000001,4.4699997901916504,8,4,3.75,1.2799999713897705]
[null,null,null,null,null,null,null,null,null,null,null,null,null,null,null,null,null,null,null,null,null,null,null,null,null,null,null,null,null,null,null,null,null,null,null,null,null,null,null,null,null,3,"C 100x50x9.36 Kg/m","C","C",null,9.3000001907348633,100,50,5,7.5,11.920000076293945,188,26,3.9700000286102295,1.4800000190734863,37.6,7.5199999809265137,8,4,5,1.5399999618530273]
[null,null,null,null,null,null,null,null,null,null,null,null,null,null,null,null,null,null,null,null,null,null,null,null,null,null,null,null,null,null,null,null,null,null,null,null,null,null,null,null,null,4,"C 125x65x13.4 Kg/m","C","C",null,13.399999618530273,125,65,6,8,17.110000610351563,424,61.799999237060547,4.9800000190734863,1.8999999761581421,67.8,13.399999618530273,8,4,6.25,1.8999999761581421]
[null,null,null,null,null,null,null,null,null,null,null,null,null,null,null,null,null,null,null,null,null,null,null,null,null,null,null,null,null,null,null,null,null,null,null,null,null,null,null,null,null,5,"C 150x75x18.6 Kg/m","C","C",null,18.600000381469727,150,75,6.5,10,23.709999084472656,861,117,6.0300002098083496,2.2200000286102295,115,22.399999618530273,10,5,7.5,2.2799999713897705]
[null,null,null,null,null,null,null,null,null,null,null,null,null,null,null,null,null,null,null,null,null,null,null,null,null,null,null,null,null,null,null,null,null,null,null,null,null,null,null,null,null,6,"C 150x75x24 Kg/m","C","C",null,24,150,75,9,12.5,30.590000152587891,1050,147,5.8600001335144043,2.190000057220459,140,28.299999237060547,15,7.5,7.5,2.309999942779541]
[null,null,null,null,null,null,null,null,null,null,null,null,null,null,null,null,null,null,null,null,null,null,null,null,null,null,null,null,null,null,null,null,null,null,null,null,null,null,null,null,null,7,"C 180x75x21.4 Kg/m","C","C",null,21.399999618530273,180,75,7,10.5,27.200000762939453,1380,131,7.119999885559082,2.190000057220459,153,24.299999237060547,11,5.5,9,2.130000114440918]
[null,null,null,null,null,null,null,null,null,null,null,null,null,null,null,null,null,null,null,null,null,null,null,null,null,null,null,null,null,null,null,null,null,null,null,null,null,null,null,null,null,8,"C 200x80x24.6 Kg/m","C","C",null,24.600000381469727,200,80,7.5,11,31.329999923706055,1950,168,7.880000114440918,2.3199999332427979,195,29.100000381469727,12,6,10,2.2100000381469727]
[null,null,null,null,null,null,null,null,null,null,null,null,null,null,null,null,null,null,null,null,null,null,null,null,null,null,null,null,null,null,null,null,null,null,null,null,null,null,null,null,null,9,"C 200x90x30.3 Kg/m","C","C",null,30.299999237060547,200,90,8,13.5,38.650001525878906,2490,277,8.0200004577636719,2.6800000667572021,249,44.200000762939453,14,7,10,2.7400000095367432]
[null,null,null,null,null,null,null,null,null,null,null,null,null,null,null,null,null,null,null,null,null,null,null,null,null,null,null,null,null,null,null,null,null,null,null,null,null,null,null,null,null,10,"C 250x90x34.6 Kg/m","C","C",null,34.599998474121094,250,90,9,13,44.069999694824219,4180,294,9.7399997711181641,2.5799999237060547,334,44.5,14,7,12.5,2.4000000953674316]
[null,null,null,null,null,null,null,null,null,null,null,null,null,null,null,null,null,null,null,null,null,null,null,null,null,null,null,null,null,null,null,null,null,null,null,null,null,null,null,null,null,11,"C 250x90x40.2 Kg/m","C","C",null,40.099998474121094,250,90,11,14.5,51.169998168945313,4680,329,9.5600004196166992,2.5399999618530273,374,49.900001525878906,17,8.5,12.5,2.4000000953674316]
[null,null,null,null,null,null,null,null,null,null,null,null,null,null,null,null,null,null,null,null,null,null,null,null,null,null,null,null,null,null,null,null,null,null,null,null,null,null,null,null,null,12,"C 300x90x38.1 Kg/m","C","C",null,38.099998474121094,300,90,9,13,48.569999694824219,6440,309,11.5,2.5199999809265137,429,45.700000762939453,14,7,15,2.2200000286102295]
[null,null,null,null,null,null,null,null,null,null,null,null,null,null,null,null,null,null,null,null,null,null,null,null,null,null,null,null,null,null,null,null,null,null,null,null,null,null,null,null,null,13,"C 300x90x43.8 Kg/m","C","C",null,43.700000762939453,300,90,10,15.5,55.740001678466797,7410,360,11.5,2.5399999618530273,494,54.099998474121094,19,9.5,15,2.3399999141693115]
[null,null,null,null,null,null,null,null,null,null,null,null,null,null,null,null,null,null,null,null,null,null,null,null,null,null,null,null,null,null,null,null,null,null,null,null,null,null,null,null,null,14,"C 300x90x48.6 Kg/m","C","C",null,48.5,300,90,12,16,61.900001525878906,7870,379,11.300000190734863,2.4800000190734863,525,56.400001525878906,19,9.5,15,2.2799999713897705]
[null,null,null,null,null,null,null,null,null,null,null,null,null,null,null,null,null,null,null,null,null,null,null,null,null,null,null,null,null,null,null,null,null,null,null,null,null,null,null,null,null,15,"C 380x100x54.5 Kg/m","C","C",null,54.400001525878906,380,100,10.5,16,69.389999389648438,14500,535,14.5,2.7799999713897705,763,70.5,18,9,19,2.4100000858306885]
[null,null,null,null,null,null,null,null,null,null,null,null,null,null,null,null,null,null,null,null,null,null,null,null,null,null,null,null,null,null,null,null,null,null,null,null,null,null,null,null,null,16,"C 380x100x62 Kg/m","C","C",null,62,380,100,13,16.5,78.959999084472656,15600,565,14.100000381469727,2.6700000762939453,823,73.599998474121094,18,9,19,2.3299999237060547]
[null,null,null,null,null,null,null,null,null,null,null,null,null,null,null,null,null,null,null,null,null,null,null,null,null,null,null,null,null,null,null,null,null,null,null,null,null,null,null,null,null,17,"C 380x100x67.3 Kg/m","C","C",null,67.199996948242187,380,100,13,20,85.709999084472656,17600,655,14.300000190734863,2.7599999904632568,926,87.800003051757813,24,12,19,2.5399999618530273]
[null,null,null,null,null,null,null,null,null,null,null,null,null,null,null,null,null,null,null,null,null,null,null,null,null,null,null,null,null,null,null,null,null,null,null,null,null,null,null,null,null,18,"I  100x75x12.9 Kg/m","I","I",null,12.899999618530273,100,75,5,8,16.430000305175781,281,47.299999237060547,4.1399998664855957,1.7000000476837158,56.2,12.600000381469727,7,3.5,5,3.75]
[null,null,null,null,null,null,null,null,null,null,null,null,null,null,null,null,null,null,null,null,null,null,null,null,null,null,null,null,null,null,null,null,null,null,null,null,null,null,null,null,null,19,"I  125x75x16.1 Kg/m","I","I",null,16.100000381469727,125,75,5.5,9.5,20.450000762939453,538,57.5,5.130000114440918,1.6799999475479126,86,15.300000190734863,9,4.5,6.25,3.75]
[null,null,null,null,null,null,null,null,null,null,null,null,null,null,null,null,null,null,null,null,null,null,null,null,null,null,null,null,null,null,null,null,null,null,null,null,null,null,null,null,null,20,"I  150x75x17.1 Kg/m","I","I",null,17.100000381469727,150,75,5.5,9.5,21.829999923706055,819,57.5,6.119999885559082,1.6200000047683716,109,15.300000190734863,9,4.5,7.5,3.75]
[null,null,null,null,null,null,null,null,null,null,null,null,null,null,null,null,null,null,null,null,null,null,null,null,null,null,null,null,null,null,null,null,null,null,null,null,null,null,null,null,null,21,"I  150x125x36.2 Kg/m","I","I",null,36.200000762939453,150,125,8.5,14,46.150001525878906,1760,385,6.179999828338623,2.8900001049041748,235,61.599998474121094,13,6.5,7.5,6.25]
[null,null,null,null,null,null,null,null,null,null,null,null,null,null,null,null,null,null,null,null,null,null,null,null,null,null,null,null,null,null,null,null,null,null,null,null,null,null,null,null,null,22,"I  180x100x23.6 Kg/m","I","I",null,23.600000381469727,180,100,6,10,30.059999465942383,1670,138,7.4499998092651367,2.1400001049041748,186,27.5,10,5,9,5]
[null,null,null,null,null,null,null,null,null,null,null,null,null,null,null,null,null,null,null,null,null,null,null,null,null,null,null,null,null,null,null,null,null,null,null,null,null,null,null,null,null,23,"I  200x100x26 Kg/m","I","I",null,26,200,100,7,10,33.060001373291016,2170,138,8.1099996566772461,2.0499999523162842,217,27.700000762939453,10,5,10,5]
[null,null,null,null,null,null,null,null,null,null,null,null,null,null,null,null,null,null,null,null,null,null,null,null,null,null,null,null,null,null,null,null,null,null,null,null,null,null,null,null,null,24,"I  200x150x50.4 Kg/m","I","I",null,50.299999237060547,200,150,9,16,64.160003662109375,4460,753,8.3400001525878906,3.4300000667572021,446,100,15,7.5,10,7.5]
[null,null,null,null,null,null,null,null,null,null,null,null,null,null,null,null,null,null,null,null,null,null,null,null,null,null,null,null,null,null,null,null,null,null,null,null,null,null,null,null,null,25,"I  250x125x38.3 Kg/m","I","I",null,38.299999237060547,250,125,7.5,12.5,48.790000915527344,5180,337,10.300000190734863,2.630000114440918,414,53.900001525878906,12,6,12.5,6.25]
[null,null,null,null,null,null,null,null,null,null,null,null,null,null,null,null,null,null,null,null,null,null,null,null,null,null,null,null,null,null,null,null,null,null,null,null,null,null,null,null,null,26,"I  250x125x55.5 Kg/m","I","I",null,55.400001525878906,250,125,10,19,70.730003356933594,7310,538,10.199999809265137,2.7599999904632568,858,86,21,10.5,12.5,6.25]
[null,null,null,null,null,null,null,null,null,null,null,null,null,null,null,null,null,null,null,null,null,null,null,null,null,null,null,null,null,null,null,null,null,null,null,null,null,null,null,null,null,27,"I  300x150x48.3 Kg/m","I","I",null,48.200000762939453,300,150,8,13,61.580001831054687,9480,588,12.399999618530273,3.0899999141693115,632,78.400001525878906,12,6,15,7.5]
[null,null,null,null,null,null,null,null,null,null,null,null,null,null,null,null,null,null,null,null,null,null,null,null,null,null,null,null,null,null,null,null,null,null,null,null,null,null,null,null,null,28,"I  300x150x65.5 Kg/m","I","I",null,65.400001525878906,300,150,10,18.5,83.470001220703125,12700,886,12.300000190734863,3.2599999904632568,849,118,19,9.5,15,7.5]
[null,null,null,null,null,null,null,null,null,null,null,null,null,null,null,null,null,null,null,null,null,null,null,null,null,null,null,null,null,null,null,null,null,null,null,null,null,null,null,null,null,29,"I  300x150x76.8 Kg/m","I","I",null,76.699996948242188,300,150,11.5,22,97.879997253417969,14700,1080,12.199999809265137,3.3199999332427979,978,143,23,11.5,15,7.5]
[null,null,null,null,null,null,null,null,null,null,null,null,null,null,null,null,null,null,null,null,null,null,null,null,null,null,null,null,null,null,null,null,null,null,null,null,null,null,null,null,null,30,"I  350x150x58.5 Kg/m","I","I",null,58.400001525878906,350,150,9,15,74.580001831054688,15200,702,14.300000190734863,3.0699999332427979,870,93.5,13,6.5,17.5,7.5]
[null,null,null,null,null,null,null,null,null,null,null,null,null,null,null,null,null,null,null,null,null,null,null,null,null,null,null,null,null,null,null,null,null,null,null,null,null,null,null,null,null,31,"I  350x150x87.2 Kg/m","I","I",null,87.099998474121094,350,150,12,24,111.09999847412109,22400,1180,14.199999809265137,3.2599999904632568,1280,158,25,12.5,17.5,7.5]
[null,null,null,null,null,null,null,null,null,null,null,null,null,null,null,null,null,null,null,null,null,null,null,null,null,null,null,null,null,null,null,null,null,null,null,null,null,null,null,null,null,32,"I  400x150x72 Kg/m","I","I",null,71.900001525878906,400,150,10,18,91.730003356933594,24100,864,16.200000762939453,3.0699999332427979,1200,115,17,8.5,20,7.5]
[null,null,null,null,null,null,null,null,null,null,null,null,null,null,null,null,null,null,null,null,null,null,null,null,null,null,null,null,null,null,null,null,null,null,null,null,null,null,null,null,null,33,"I  400x150x95.8 Kg/m","I","I",null,95.699996948242188,400,150,12.5,25,122.09999847412109,31700,1240,16.100000381469727,3.1800000667572021,1580,165,27,13.5,20,7.5]
[null,null,null,null,null,null,null,null,null,null,null,null,null,null,null,null,null,null,null,null,null,null,null,null,null,null,null,null,null,null,null,null,null,null,null,null,null,null,null,null,null,34,"I  450x175x91.7 Kg/m","I","I",null,91.599998474121094,450,175,11,20,116.80000305175781,39200,1510,18.299999237060547,3.5999999046325684,1740,173,19,9.5,22.5,8.75]
[null,null,null,null,null,null,null,null,null,null,null,null,null,null,null,null,null,null,null,null,null,null,null,null,null,null,null,null,null,null,null,null,null,null,null,null,null,null,null,null,null,35,"I  450x175x115 Kg/m","I","I",null,114.90000152587891,450,175,13,26,146.10000610351562,48800,2020,18.299999237060547,3.7200000286102295,2170,231,27,13.5,22.5,8.75]
[null,null,null,null,null,null,null,null,null,null,null,null,null,null,null,null,null,null,null,null,null,null,null,null,null,null,null,null,null,null,null,null,null,null,null,null,null,null,null,null,null,36,"I  600x190x133 Kg/m","I","I",null,132.80000305175781,600,190,13,25,169.39999389648437,98400,2460,24.100000381469727,3.809999942779541,3280,259,25,12.5,30,9.5]
[null,null,null,null,null,null,null,null,null,null,null,null,null,null,null,null,null,null,null,null,null,null,null,null,null,null,null,null,null,null,null,null,null,null,null,null,null,null,null,null,null,37,"I  600x190x176 Kg/m","I","I",null,175.80000305175781,600,190,16,35,224.5,130000,3540,24.100000381469727,3.9700000286102295,4330,373,38,19,30,9.5]
[null,null,null,null,null,null,null,null,null,null,null,null,null,null,null,null,null,null,null,null,null,null,null,null,null,null,null,null,null,null,null,null,null,null,null,null,null,null,null,null,null,38,"H 100x50x9.3 Kg/m","H","H",null,9.3000001907348633,100,50,5,7,11.850000381469727,187,14.800000190734863,3.9800000190734863,1.1200000047683716,37.4,5.9200000762939453,8,0,5,2.5]
[null,null,null,null,null,null,null,null,null,null,null,null,null,null,null,null,null,null,null,null,null,null,null,null,null,null,null,null,null,null,null,null,null,null,null,null,null,null,null,null,null,39,"H 100x100x17.2 Kg/m","H","H",null,17.200000762939453,100,100,6,8,21.899999618530273,383,134,4.179999828338623,2.4700000286102295,76.599999999999994,26.799999237060547,10,0,5,5]
[null,null,null,null,null,null,null,null,null,null,null,null,null,null,null,null,null,null,null,null,null,null,null,null,null,null,null,null,null,null,null,null,null,null,null,null,null,null,null,null,null,40,"H 125x60x13.2 Kg/m","H","H",null,13.199999809265137,125,60,6,8,16.840000152587891,413,29.200000762939453,4.9499998092651367,1.3200000524520874,66.08,9.7333335876464844,9,0,6.25,3]
[null,null,null,null,null,null,null,null,null,null,null,null,null,null,null,null,null,null,null,null,null,null,null,null,null,null,null,null,null,null,null,null,null,null,null,null,null,null,null,null,null,41,"H 125x125x23.8 Kg/m","H","H",null,23.799999237060547,125,125,6.5,9,30.309999465942383,847,293,5.2899999618530273,3.1099998950958252,135.52000000000001,46.880001068115234,10,0,6.25,6.25]
[null,null,null,null,null,null,null,null,null,null,null,null,null,null,null,null,null,null,null,null,null,null,null,null,null,null,null,null,null,null,null,null,null,null,null,null,null,null,null,null,null,42,"H 148x100x21.1 Kg/m","H","H",null,21.100000381469727,148,100,6,9,26.840000152587891,1020,151,6.1700000762939453,2.369999885559082,137.84,30.200000762939453,11,0,7.4000000953674316,5]
[null,null,null,null,null,null,null,null,null,null,null,null,null,null,null,null,null,null,null,null,null,null,null,null,null,null,null,null,null,null,null,null,null,null,null,null,null,null,null,null,null,43,"H 150x75x14 Kg/m","H","H",null,14,150,75,5,7,17.850000381469727,666,49.5,6.1100001335144043,1.6599999666213989,88.8,13.199999809265137,8,0,7.5,3.75]
[null,null,null,null,null,null,null,null,null,null,null,null,null,null,null,null,null,null,null,null,null,null,null,null,null,null,null,null,null,null,null,null,null,null,null,null,null,null,null,null,null,44,"H 150x150x31.5 Kg/m","H","H",null,31.5,150,150,7,10,40.139999389648438,1640,563,6.3899998664855957,3.75,218.67,75.066673278808594,11,0,7.5,7.5]
[null,null,null,null,null,null,null,null,null,null,null,null,null,null,null,null,null,null,null,null,null,null,null,null,null,null,null,null,null,null,null,null,null,null,null,null,null,null,null,null,null,45,"H 175x90x18.1 Kg/m","H","H",null,18.100000381469727,175,90,5,8,23.040000915527344,1210,97.5,7.2600002288818359,2.059999942779541,138.29,21.666669845581055,9,0,8.75,4.5]
[null,null,null,null,null,null,null,null,null,null,null,null,null,null,null,null,null,null,null,null,null,null,null,null,null,null,null,null,null,null,null,null,null,null,null,null,null,null,null,null,null,46,"H 175x175x40.2 Kg/m","H","H",null,40.099998474121094,175,175,7.5,11,51.209999084472656,2880,984,7.5,4.380000114440918,329.14,112.45709991455078,12,0,8.75,8.75]
[null,null,null,null,null,null,null,null,null,null,null,null,null,null,null,null,null,null,null,null,null,null,null,null,null,null,null,null,null,null,null,null,null,null,null,null,null,null,null,null,null,47,"H 194x150x30.6 Kg/m","H","H",null,30.600000381469727,194,150,6,9,39.009998321533203,2690,507,8.3000001907348633,3.6099998950958252,277.32,67.599998474121094,13,0,9.6999998092651367,7.5]
[null,null,null,null,null,null,null,null,null,null,null,null,null,null,null,null,null,null,null,null,null,null,null,null,null,null,null,null,null,null,null,null,null,null,null,null,null,null,null,null,null,48,"H 198x99x18.2 Kg/m","H","H",null,18.200000762939453,198,99,4.5,7,23.180000305175781,1580,114,8.2600002288818359,2.2100000381469727,159.6,23.030300140380859,11,0,9.8999996185302734,4.9499998092651367]
[null,null,null,null,null,null,null,null,null,null,null,null,null,null,null,null,null,null,null,null,null,null,null,null,null,null,null,null,null,null,null,null,null,null,null,null,null,null,null,null,null,49,"H 200x100x21.3 Kg/m","H","H",null,21.299999237060547,200,100,5.5,8,27.159999847412109,1840,134,8.2399997711181641,2.2200000286102295,184,26.799999237060547,11,0,10,5]
[null,null,null,null,null,null,null,null,null,null,null,null,null,null,null,null,null,null,null,null,null,null,null,null,null,null,null,null,null,null,null,null,null,null,null,null,null,null,null,null,null,50,"H 200x200x49.9 Kg/m","H","H",null,49.799999237060547,200,200,8,12,63.529998779296875,4720,1600,8.619999885559082,5.0199999809265137,472,160,13,0,10,10]
[null,null,null,null,null,null,null,null,null,null,null,null,null,null,null,null,null,null,null,null,null,null,null,null,null,null,null,null,null,null,null,null,null,null,null,null,null,null,null,null,null,51,"H 200x204x56.2 Kg/m","H","H",null,56.099998474121094,200,204,12,12,71.529998779296875,4980,1700,8.3500003814697266,4.880000114440918,498,166.66670227050781,13,0,10,10.199999809265137]
[null,null,null,null,null,null,null,null,null,null,null,null,null,null,null,null,null,null,null,null,null,null,null,null,null,null,null,null,null,null,null,null,null,null,null,null,null,null,null,null,null,52,"H 208x202x65.7 Kg/m","H","H",null,65.599998474121094,208,202,10,16,83.69000244140625,6530,2200,8.8299999237060547,5.130000114440918,627.88,217.82179260253906,13,0,10.399999618530273,10.100000381469727]
[null,null,null,null,null,null,null,null,null,null,null,null,null,null,null,null,null,null,null,null,null,null,null,null,null,null,null,null,null,null,null,null,null,null,null,null,null,null,null,null,null,53,"H 244x175x44.1 Kg/m","H","H",null,44,244,175,7,11,56.240001678466797,6120,984,10.399999618530273,4.179999828338623,501.64,112.45709991455078,16,0,12.199999809265137,8.75]
[null,null,null,null,null,null,null,null,null,null,null,null,null,null,null,null,null,null,null,null,null,null,null,null,null,null,null,null,null,null,null,null,null,null,null,null,null,null,null,null,null,54,"H 244x252x64.4 Kg/m","H","H",null,64.300003051757812,244,252,11,11,82.05999755859375,8790,2940,10.300000190734863,5.9800000190734863,720.49,233.33329772949219,16,0,12.199999809265137,12.600000381469727]
[null,null,null,null,null,null,null,null,null,null,null,null,null,null,null,null,null,null,null,null,null,null,null,null,null,null,null,null,null,null,null,null,null,null,null,null,null,null,null,null,null,55,"H 248x124x25.7 Kg/m","H","H",null,25.700000762939453,248,124,5,8,32.680000305175781,3540,255,10.399999618530273,2.7899999618530273,285.48,41.1290283203125,12,0,12.399999618530273,6.1999998092651367]
[null,null,null,null,null,null,null,null,null,null,null,null,null,null,null,null,null,null,null,null,null,null,null,null,null,null,null,null,null,null,null,null,null,null,null,null,null,null,null,null,null,56,"H 248x249x66.5 Kg/m","H","H",null,66.400001525878906,248,249,8,13,84.699996948242188,9930,3350,10.800000190734863,6.2800002098083496,800.81,269.0762939453125,16,0,12.399999618530273,12.449999809265137]
[null,null,null,null,null,null,null,null,null,null,null,null,null,null,null,null,null,null,null,null,null,null,null,null,null,null,null,null,null,null,null,null,null,null,null,null,null,null,null,null,null,57,"H 250x125x29.6 Kg/m","H","H",null,29.600000381469727,250,125,6,9,37.659999847412109,4050,294,10.399999618530273,2.7899999618530273,324,47.040000915527344,12,0,12.5,6.25]
[null,null,null,null,null,null,null,null,null,null,null,null,null,null,null,null,null,null,null,null,null,null,null,null,null,null,null,null,null,null,null,null,null,null,null,null,null,null,null,null,null,58,"H 250x250x72.4 Kg/m","H","H",null,72.300003051757813,250,250,9,14,92.180000305175781,10800,3650,10.800000190734863,6.2899999618530273,864,292,16,0,12.5,12.5]
[null,null,null,null,null,null,null,null,null,null,null,null,null,null,null,null,null,null,null,null,null,null,null,null,null,null,null,null,null,null,null,null,null,null,null,null,null,null,null,null,null,59,"H 250x255x82.2 Kg/m","H","H",null,82.099998474121094,250,255,14,14,104.69999694824219,11500,3880,10.5,6.0900001525878906,920,304.31369018554687,16,0,12.5,12.75]
[null,null,null,null,null,null,null,null,null,null,null,null,null,null,null,null,null,null,null,null,null,null,null,null,null,null,null,null,null,null,null,null,null,null,null,null,null,null,null,null,null,60,"H 294x200x56.8 Kg/m","H","H",null,56.700000762939453,294,200,8,12,72.379997253417969,11300,1600,12.494819641113281,4.7016539573669434,768.71,160,18,0,14.699999809265137,10]
[null,null,null,null,null,null,null,null,null,null,null,null,null,null,null,null,null,null,null,null,null,null,null,null,null,null,null,null,null,null,null,null,null,null,null,null,null,null,null,null,null,61,"H 294x302x84.5 Kg/m","H","H",null,84.400001525878906,294,302,12,12,107.69999694824219,16900,5520,12.526670455932617,7.159153938293457,1149.6600000000001,365.56289672851563,18,0,14.699999809265137,15.100000381469727]
[null,null,null,null,null,null,null,null,null,null,null,null,null,null,null,null,null,null,null,null,null,null,null,null,null,null,null,null,null,null,null,null,null,null,null,null,null,null,null,null,null,62,"H 298x149x32 Kg/m","H","H",null,32,298,149,5.5,8,40.799999237060547,6320,442,3.9357590675354004,1.0408329963684082,424.16,59.328861236572266,13,0,14.899999618530273,7.4499998092651367]
[null,null,null,null,null,null,null,null,null,null,null,null,null,null,null,null,null,null,null,null,null,null,null,null,null,null,null,null,null,null,null,null,null,null,null,null,null,null,null,null,null,63,"H 298x201x65.4 Kg/m","H","H",null,65.300003051757812,298,201,9,14,83.360000610351563,13300,1900,12.631270408630371,4.7741708755493164,892.62,189.05470275878906,18,0,14.899999618530273,10.050000190734863]
[null,null,null,null,null,null,null,null,null,null,null,null,null,null,null,null,null,null,null,null,null,null,null,null,null,null,null,null,null,null,null,null,null,null,null,null,null,null,null,null,null,64,"H 298x299x87 Kg/m","H","H",null,86.900001525878906,298,299,9,14,110.80000305175781,18800,6240,13.02593994140625,7.5045108795166016,1261.74,417.39129638671875,18,0,14.899999618530273,14.949999809265137]
[null,null,null,null,null,null,null,null,null,null,null,null,null,null,null,null,null,null,null,null,null,null,null,null,null,null,null,null,null,null,null,null,null,null,null,null,null,null,null,null,null,65,"H 300x150x36.7 Kg/m","H","H",null,36.700000762939453,300,150,6.5,9,46.779998779296875,7210,508,12.414739608764648,3.2953519821166992,480.67,67.733329772949219,13,0,15,7.5]
[null,null,null,null,null,null,null,null,null,null,null,null,null,null,null,null,null,null,null,null,null,null,null,null,null,null,null,null,null,null,null,null,null,null,null,null,null,null,null,null,null,66,"H 300x300x94 Kg/m","H","H",null,93.900001525878906,300,300,10,15,119.80000305175781,20400,6750,13.049280166625977,7.5062580108642578,1360,450,18,0,15,15]
[null,null,null,null,null,null,null,null,null,null,null,null,null,null,null,null,null,null,null,null,null,null,null,null,null,null,null,null,null,null,null,null,null,null,null,null,null,null,null,null,null,67,"H 300x305x106 Kg/m","H","H",null,105.90000152587891,300,305,15,15,134.80000305175781,21500,7100,12.629159927368164,7.2574529647827148,1433.33,465.57379150390625,18,0,15,15.25]
[null,null,null,null,null,null,null,null,null,null,null,null,null,null,null,null,null,null,null,null,null,null,null,null,null,null,null,null,null,null,null,null,null,null,null,null,null,null,null,null,null,68,"H 304x301x106 Kg/m","H","H",null,105.90000152587891,304,301,11,17,134.80000305175781,23400,7730,13.175370216369629,7.5725960731506348,1539.47,513.62127685546875,18,0,15.199999809265137,15.050000190734863]
[null,null,null,null,null,null,null,null,null,null,null,null,null,null,null,null,null,null,null,null,null,null,null,null,null,null,null,null,null,null,null,null,null,null,null,null,null,null,null,null,null,69,"H 336x249x69.2 Kg/m","H","H",null,69.099998474121094,336,249,8,12,88.150001525878906,18500,3090,14.486869812011719,5.9206318855285645,1101.19,248.19279479980469,20,0,16.799999237060547,12.449999809265137]
[null,null,null,null,null,null,null,null,null,null,null,null,null,null,null,null,null,null,null,null,null,null,null,null,null,null,null,null,null,null,null,null,null,null,null,null,null,null,null,null,null,70,"H 338x351x106 Kg/m","H","H",null,105.90000152587891,338,351,13,13,135.30000305175781,28200,9380,14.436960220336914,8.3263092041015625,1668.64,534.4730224609375,20,0,16.899999618530273,17.549999237060547]
[null,null,null,null,null,null,null,null,null,null,null,null,null,null,null,null,null,null,null,null,null,null,null,null,null,null,null,null,null,null,null,null,null,null,null,null,null,null,null,null,null,71,"H 340x250x79.7 Kg/m","H","H",null,79.599998474121094,340,250,9,14,101.5,21700,3650,14.621669769287109,5.9967150688171387,1276.47,292,20,0,17,12.5]
[null,null,null,null,null,null,null,null,null,null,null,null,null,null,null,null,null,null,null,null,null,null,null,null,null,null,null,null,null,null,null,null,null,null,null,null,null,null,null,null,null,72,"H 344x348x115 Kg/m","H","H",null,114.90000152587891,344,348,10,16,146,33300,11200,15.102390289306641,8.7585573196411133,1936.05,643.67822265625,20,0,17.200000762939453,17.399999618530273]
[null,null,null,null,null,null,null,null,null,null,null,null,null,null,null,null,null,null,null,null,null,null,null,null,null,null,null,null,null,null,null,null,null,null,null,null,null,null,null,null,null,73,"H 344x354x131 Kg/m","H","H",null,130.80000305175781,344,354,16,16,166.60000610351562,35300,11800,14.556260108947754,8.4159555435180664,2052.33,666.66668701171875,20,0,17.200000762939453,17.700000762939453]
[null,null,null,null,null,null,null,null,null,null,null,null,null,null,null,null,null,null,null,null,null,null,null,null,null,null,null,null,null,null,null,null,null,null,null,null,null,null,null,null,null,74,"H 346x174x41.4 Kg/m","H","H",null,41.299999237060547,346,174,6,9,52.680000305175781,11100,792,14.515720367431641,3.877392053604126,641.62,91.034477233886719,14,0,17.299999237060547,8.6999998092651367]
[null,null,null,null,null,null,null,null,null,null,null,null,null,null,null,null,null,null,null,null,null,null,null,null,null,null,null,null,null,null,null,null,null,null,null,null,null,null,null,null,null,75,"H 350x175x49.6 Kg/m","H","H",null,49.5,350,175,7,11,63.139999389648438,13600,984,14.67632007598877,3.9477100372314453,777.14,112.45709991455078,14,0,17.5,8.75]
[null,null,null,null,null,null,null,null,null,null,null,null,null,null,null,null,null,null,null,null,null,null,null,null,null,null,null,null,null,null,null,null,null,null,null,null,null,null,null,null,null,76,"H 350x350x137 Kg/m","H","H",null,136.80000305175781,350,350,12,19,173.89999389648437,40300,13600,15.223090171813965,8.8434076309204102,2302.86,777.14288330078125,20,0,17.5,17.5]
[null,null,null,null,null,null,null,null,null,null,null,null,null,null,null,null,null,null,null,null,null,null,null,null,null,null,null,null,null,null,null,null,null,null,null,null,null,null,null,null,null,77,"H 350x357x156 Kg/m","H","H",null,155.80000305175781,350,357,19,19,198.39999389648437,42800,14400,14.687609672546387,8.5194272994995117,2445.71,806.72271728515625,20,0,17.5,17.850000381469727]
[null,null,null,null,null,null,null,null,null,null,null,null,null,null,null,null,null,null,null,null,null,null,null,null,null,null,null,null,null,null,null,null,null,null,null,null,null,null,null,null,null,78,"H 354x176x57.8 Kg/m","H","H",null,57.700000762939453,354,176,8,13,73.680000305175781,16100,1180,14.782170295715332,4.0019001960754395,909.6,134.09089660644531,14,0,17.700000762939453,8.8000001907348633]
[null,null,null,null,null,null,null,null,null,null,null,null,null,null,null,null,null,null,null,null,null,null,null,null,null,null,null,null,null,null,null,null,null,null,null,null,null,null,null,null,null,79,"H 386x299x94.3 Kg/m","H","H",null,94.199996948242188,386,299,9,14,120.09999847412109,33700,6240,16.751100540161133,7.2080998420715332,1746.11,417.39129638671875,22,0,19.299999237060547,14.949999809265137]
[null,null,null,null,null,null,null,null,null,null,null,null,null,null,null,null,null,null,null,null,null,null,null,null,null,null,null,null,null,null,null,null,null,null,null,null,null,null,null,null,null,80,"H 388x402x140 Kg/m","H","H",null,139.80000305175781,388,402,15,15,178.5,49000,16300,16.568340301513672,9.5559682846069336,2525.77,810.9453125,22,0,19.399999618530273,20.100000381469727]
[null,null,null,null,null,null,null,null,null,null,null,null,null,null,null,null,null,null,null,null,null,null,null,null,null,null,null,null,null,null,null,null,null,null,null,null,null,null,null,null,null,81,"H 390x300x107 Kg/m","H","H",null,106.90000152587891,390,300,10,16,136,38700,7210,16.868869781494141,7.2811198234558105,1984.62,480.66668701171875,22,0,19.5,15]
[null,null,null,null,null,null,null,null,null,null,null,null,null,null,null,null,null,null,null,null,null,null,null,null,null,null,null,null,null,null,null,null,null,null,null,null,null,null,null,null,null,82,"H 394x398x147 Kg/m","H","H",null,146.80000305175781,394,398,11,18,186.80000305175781,56100,18900,17.329780578613281,10.058710098266602,2847.72,949.74871826171875,22,0,19.700000762939453,19.899999618530273]
[null,null,null,null,null,null,null,null,null,null,null,null,null,null,null,null,null,null,null,null,null,null,null,null,null,null,null,null,null,null,null,null,null,null,null,null,null,null,null,null,null,83,"H 396x199x56.6 Kg/m","H","H",null,56.5,396,199,7,11,72.160003662109375,20000,1450,16.64818000793457,4.482658863067627,1010.1,145.72860717773437,16,0,19.799999237060547,9.9499998092651367]
[null,null,null,null,null,null,null,null,null,null,null,null,null,null,null,null,null,null,null,null,null,null,null,null,null,null,null,null,null,null,null,null,null,null,null,null,null,null,null,null,null,84,"H 400x200x66 Kg/m","H","H",null,65.900001525878906,400,200,8,13,84.120002746582031,23700,1740,16.785120010375977,4.5480480194091797,1185,174,16,0,20,10]
[null,null,null,null,null,null,null,null,null,null,null,null,null,null,null,null,null,null,null,null,null,null,null,null,null,null,null,null,null,null,null,null,null,null,null,null,null,null,null,null,null,85,"H 400x400x172 Kg/m","H","H",null,171.80000305175781,400,400,13,21,218.69999694824219,66600,22400,17.450700759887695,10.120450019836426,3330,1120,22,0,20,20]
[null,null,null,null,null,null,null,null,null,null,null,null,null,null,null,null,null,null,null,null,null,null,null,null,null,null,null,null,null,null,null,null,null,null,null,null,null,null,null,null,null,86,"H 400x408x197 Kg/m","H","H",null,196.69999694824219,400,408,21,21,250.69999694824219,70900,23800,16.816900253295898,9.7434177398681641,3545,1166.6669921875,22,0,20,20.399999618530273]
[null,null,null,null,null,null,null,null,null,null,null,null,null,null,null,null,null,null,null,null,null,null,null,null,null,null,null,null,null,null,null,null,null,null,null,null,null,null,null,null,null,87,"H 404x201x75.5 Kg/m","H","H",null,75.400001525878906,404,201,9,15,96.160003662109375,27500,2030,16.910989761352539,4.5946331024169922,1361.39,201.99009704589844,16,0,20.200000762939453,10.050000190734863]
[null,null,null,null,null,null,null,null,null,null,null,null,null,null,null,null,null,null,null,null,null,null,null,null,null,null,null,null,null,null,null,null,null,null,null,null,null,null,null,null,null,88,"H 414x405x232 Kg/m","H","H",null,231.69999694824219,414,405,18,28,295.39999389648437,92800,31000,17.72429084777832,10.244139671325684,4483.09,1530.864013671875,22,0,20.700000762939453,20.25]
[null,null,null,null,null,null,null,null,null,null,null,null,null,null,null,null,null,null,null,null,null,null,null,null,null,null,null,null,null,null,null,null,null,null,null,null,null,null,null,null,null,89,"H 428x407x283 Kg/m","H","H",null,282.60000610351562,428,407,20,35,360.70001220703125,119000,39400,18.163539886474609,10.451410293579102,5560.75,1936.1180419921875,22,0,21.399999618530273,20.350000381469727]
[null,null,null,null,null,null,null,null,null,null,null,null,null,null,null,null,null,null,null,null,null,null,null,null,null,null,null,null,null,null,null,null,null,null,null,null,null,null,null,null,null,90,"H 434x299x106 Kg/m","H","H",null,105.90000152587891,434,299,10,15,135,46800,6690,18.618989944458008,7.0395708084106445,2156.6799999999998,447.49160766601562,24,0,21.700000762939453,14.949999809265137]
[null,null,null,null,null,null,null,null,null,null,null,null,null,null,null,null,null,null,null,null,null,null,null,null,null,null,null,null,null,null,null,null,null,null,null,null,null,null,null,null,null,91,"H 440x300x124 Kg/m","H","H",null,123.80000305175781,440,300,11,18,157.39999389648437,56100,8110,18.878999710083008,7.1780757904052734,2550,540.66668701171875,24,0,22,15]
[null,null,null,null,null,null,null,null,null,null,null,null,null,null,null,null,null,null,null,null,null,null,null,null,null,null,null,null,null,null,null,null,null,null,null,null,null,null,null,null,null,92,"H 446x199x66.2 Kg/m","H","H",null,66.099998474121094,446,199,8,12,84.300003051757813,28700,1580,18.451309204101563,4.3292708396911621,1287,158.79400634765625,18,0,22.299999237060547,9.9499998092651367]
[null,null,null,null,null,null,null,null,null,null,null,null,null,null,null,null,null,null,null,null,null,null,null,null,null,null,null,null,null,null,null,null,null,null,null,null,null,null,null,null,null,93,"H 446x302x145 Kg/m","H","H",null,144.80000305175781,446,302,13,21,184.30000305175781,66400,9660,18.981100082397461,7.2397890090942383,2977.58,639.735107421875,24,0,22.299999237060547,15.100000381469727]
[null,null,null,null,null,null,null,null,null,null,null,null,null,null,null,null,null,null,null,null,null,null,null,null,null,null,null,null,null,null,null,null,null,null,null,null,null,null,null,null,null,94,"H 450x200x76 Kg/m","H","H",null,75.900001525878906,450,200,9,14,96.760002136230469,33500,1870,18.60692024230957,4.3961539268493652,1488.89,187,18,0,22.5,10]
[null,null,null,null,null,null,null,null,null,null,null,null,null,null,null,null,null,null,null,null,null,null,null,null,null,null,null,null,null,null,null,null,null,null,null,null,null,null,null,null,null,95,"H 456x201x88.9 Kg/m","H","H",null,88.800003051757813,456,201,10,17,113.30000305175781,40400,2310,18.883209228515625,4.5153460502624512,1771.93,229.85079956054687,18,0,22.799999237060547,10.050000190734863]
[null,null,null,null,null,null,null,null,null,null,null,null,null,null,null,null,null,null,null,null,null,null,null,null,null,null,null,null,null,null,null,null,null,null,null,null,null,null,null,null,null,96,"H 458x417x415 Kg/m","H","H",null,414.5,458,417,30,50,528.5999755859375,187000,60500,18.808629989624023,10.698280334472656,8165.94,2901.678955078125,22,0,22.899999618530273,20.850000381469727]
[null,null,null,null,null,null,null,null,null,null,null,null,null,null,null,null,null,null,null,null,null,null,null,null,null,null,null,null,null,null,null,null,null,null,null,null,null,null,null,null,null,97,"H 482x300x114 Kg/m","H","H",null,113.90000152587891,482,300,11,15,145.5,60400,6760,20.374500274658203,6.8161931037902832,2506.2199999999998,450.66668701171875,26,0,24.100000381469727,15]
[null,null,null,null,null,null,null,null,null,null,null,null,null,null,null,null,null,null,null,null,null,null,null,null,null,null,null,null,null,null,null,null,null,null,null,null,null,null,null,null,null,98,"H 488x300x128 Kg/m","H","H",null,127.80000305175781,488,300,11,18,163.5,71000,8110,20.838680267333984,7.0429010391235352,2909.84,540.66668701171875,26,0,24.399999618530273,15]
[null,null,null,null,null,null,null,null,null,null,null,null,null,null,null,null,null,null,null,null,null,null,null,null,null,null,null,null,null,null,null,null,null,null,null,null,null,null,null,null,null,99,"H 494x302x150 Kg/m","H","H",null,149.80000305175781,494,302,13,21,191.39999389648437,83800,9660,20.924299240112305,7.1042389869689941,3392.71,639.735107421875,26,0,24.700000762939453,15.100000381469727]
[null,null,null,null,null,null,null,null,null,null,null,null,null,null,null,null,null,null,null,null,null,null,null,null,null,null,null,null,null,null,null,null,null,null,null,null,null,null,null,null,null,100,"H 496x199x79.5 Kg/m","H","H",null,79.400001525878906,496,199,9,14,101.30000305175781,41900,1840,20.33772087097168,4.261909008026123,1689.52,184.92460632324219,20,0,24.799999237060547,9.9499998092651367]
[null,null,null,null,null,null,null,null,null,null,null,null,null,null,null,null,null,null,null,null,null,null,null,null,null,null,null,null,null,null,null,null,null,null,null,null,null,null,null,null,null,101,"H 498x432x605 Kg/m","H","H",null,604.20001220703125,498,432,45,70,770.0999755859375,298000,94400,19.671369552612305,11.071649551391602,11967.87,4370.37109375,22,0,24.899999618530273,21.600000381469727]
[null,null,null,null,null,null,null,null,null,null,null,null,null,null,null,null,null,null,null,null,null,null,null,null,null,null,null,null,null,null,null,null,null,null,null,null,null,null,null,null,null,102,"H 500x200x89.6 Kg/m","H","H",null,89.5,500,200,10,16,114.19999694824219,47800,2140,20.458839416503906,4.3288631439208984,1912,214,20,0,25,10]
[null,null,null,null,null,null,null,null,null,null,null,null,null,null,null,null,null,null,null,null,null,null,null,null,null,null,null,null,null,null,null,null,null,null,null,null,null,null,null,null,null,103,"H 506x201x103 Kg/m","H","H",null,102.90000152587891,506,201,11,19,131.30000305175781,56500,2580,20.74397087097168,4.4327940940856934,2233.1999999999998,256.71640014648437,20,0,25.299999237060547,10.050000190734863]
[null,null,null,null,null,null,null,null,null,null,null,null,null,null,null,null,null,null,null,null,null,null,null,null,null,null,null,null,null,null,null,null,null,null,null,null,null,null,null,null,null,104,"H 582x300x137 Kg/m","H","H",null,136.80000305175781,582,300,12,17,174.5,103000,7670,24.295219421386719,6.6297931671142578,3539.52,511.33331298828125,28,0,29.100000381469727,15]
[null,null,null,null,null,null,null,null,null,null,null,null,null,null,null,null,null,null,null,null,null,null,null,null,null,null,null,null,null,null,null,null,null,null,null,null,null,null,null,null,null,105,"H 588x300x151 Kg/m","H","H",null,150.80000305175781,588,300,12,20,192.5,118000,9020,24.758579254150391,6.8452281951904297,4013.61,601.33331298828125,28,0,29.399999618530273,15]
[null,null,null,null,null,null,null,null,null,null,null,null,null,null,null,null,null,null,null,null,null,null,null,null,null,null,null,null,null,null,null,null,null,null,null,null,null,null,null,null,null,106,"H 594x302x175 Kg/m","H","H",null,174.80000305175781,594,302,14,23,222.39999389648437,137000,10600,24.819490432739258,6.9037580490112305,4612.79,701.98681640625,28,0,29.700000762939453,15.100000381469727]
[null,null,null,null,null,null,null,null,null,null,null,null,null,null,null,null,null,null,null,null,null,null,null,null,null,null,null,null,null,null,null,null,null,null,null,null,null,null,null,null,null,107,"H 596x199x94.6 Kg/m","H","H",null,94.5,596,199,10,15,120.5,68700,1980,23.877279281616211,4.0535831451416016,2305.37,198.9949951171875,22,0,29.799999237060547,9.9499998092651367]
[null,null,null,null,null,null,null,null,null,null,null,null,null,null,null,null,null,null,null,null,null,null,null,null,null,null,null,null,null,null,null,null,null,null,null,null,null,null,null,null,null,108,"H 600x200x106 Kg/m","H","H",null,105.90000152587891,600,200,11,17,134.39999389648437,77600,2280,24.028749465942383,4.1187729835510254,2586.67,228,22,0,30,10]
[null,null,null,null,null,null,null,null,null,null,null,null,null,null,null,null,null,null,null,null,null,null,null,null,null,null,null,null,null,null,null,null,null,null,null,null,null,null,null,null,null,109,"H 606x201x120 Kg/m","H","H",null,119.80000305175781,606,201,12,20,152.5,90400,2720,24.347219467163086,4.2232770919799805,2983.5,270.64678955078125,22,0,30.299999237060547,10.050000190734863]
[null,null,null,null,null,null,null,null,null,null,null,null,null,null,null,null,null,null,null,null,null,null,null,null,null,null,null,null,null,null,null,null,null,null,null,null,null,null,null,null,null,110,"H 612x202x134 Kg/m","H","H",null,133.80000305175781,612,202,13,23,170.69999694824219,103000,3180,24.564159393310547,4.3161530494689941,3366.01,314.85150146484375,22,0,30.600000381469727,10.100000381469727]
[null,null,null,null,null,null,null,null,null,null,null,null,null,null,null,null,null,null,null,null,null,null,null,null,null,null,null,null,null,null,null,null,null,null,null,null,null,null,null,null,null,111,"H 692x300x166 Kg/m","H","H",null,165.80000305175781,692,300,13,20,211.5,172000,9020,28.517339706420898,6.5305252075195312,4971.1000000000004,601.33331298828125,28,0,34.599998474121094,15]
[null,null,null,null,null,null,null,null,null,null,null,null,null,null,null,null,null,null,null,null,null,null,null,null,null,null,null,null,null,null,null,null,null,null,null,null,null,null,null,null,null,112,"H 700x300x185 Kg/m","H","H",null,184.80000305175781,700,300,13,24,235.5,201000,10800,29.214780807495117,6.7719922065734863,5742.86,720,28,0,35,15]
[null,null,null,null,null,null,null,null,null,null,null,null,null,null,null,null,null,null,null,null,null,null,null,null,null,null,null,null,null,null,null,null,null,null,null,null,null,null,null,null,null,113,"H 792x300x191 Kg/m","H","H",null,190.80000305175781,792,300,14,22,243.39999389648437,254000,9930,32.304019927978516,6.3872561454772949,6414.14,662,28,0,39.599998474121094,15]
[null,null,null,null,null,null,null,null,null,null,null,null,null,null,null,null,null,null,null,null,null,null,null,null,null,null,null,null,null,null,null,null,null,null,null,null,null,null,null,null,null,114,"H 800x300x210 Kg/m","H","H",null,209.69999694824219,800,300,14,26,267.39999389648437,292000,11700,33.045379638671875,6.6147317886352539,7300,780,28,0,40,15]
[null,null,null,null,null,null,null,null,null,null,null,null,null,null,null,null,null,null,null,null,null,null,null,null,null,null,null,null,null,null,null,null,null,null,null,null,null,null,null,null,null,115,"H 890x299x213 Kg/m","H","H",null,212.69999694824219,890,299,15,23,270.89999389648438,345000,10300,35.686588287353516,6.1661510467529297,7752.81,688.96319580078125,28,0,44.5,14.949999809265137]
[null,null,null,null,null,null,null,null,null,null,null,null,null,null,null,null,null,null,null,null,null,null,null,null,null,null,null,null,null,null,null,null,null,null,null,null,null,null,null,null,null,116,"H 900x300x243 Kg/m","H","H",null,242.69999694824219,900,300,16,28,309.79998779296875,411000,12600,36.423381805419922,6.3774127960205078,9133.33,840,28,0,45,15]
[null,null,null,null,null,null,null,null,null,null,null,null,null,null,null,null,null,null,null,null,null,null,null,null,null,null,null,null,null,null,null,null,null,null,null,null,null,null,null,null,null,117,"H 912x302x286 Kg/m","H","H",null,285.60000610351562,912,302,18,34,364,498000,15700,36.988269805908203,6.5674858093261719,10921.05,1039.7349853515625,28,0,45.599998474121094,15.100000381469727]
[null,null,null,null,null,null,null,null,null,null,null,null,null,null,null,null,null,null,null,null,null,null,null,null,null,null,null,null,null,null,null,null,null,null,null,null,null,null,null,null,null,118,"T 50x100x8.6 Kg/m","TH","T",null,8.6000003814697266,50,100,6,8,10.949999809265137,16.100000381469727,66.900001525878906,1.2100000381469727,2.4700000286102295,4.03,13.399999618530273,10,0,4,5]
[null,null,null,null,null,null,null,null,null,null,null,null,null,null,null,null,null,null,null,null,null,null,null,null,null,null,null,null,null,null,null,null,null,null,null,null,null,null,null,null,null,119,"T 62.5x125x11.9 Kg/m","TH","T",null,11.899999618530273,62.5,125,6.5,9,15.159999847412109,35,147,1.5199999809265137,3.1099998950958252,6.91,23.5,10,0,5.059999942779541,6.25]
[null,null,null,null,null,null,null,null,null,null,null,null,null,null,null,null,null,null,null,null,null,null,null,null,null,null,null,null,null,null,null,null,null,null,null,null,null,null,null,null,null,120,"T 74x100x10.5 Kg/m","TH","T",null,10.5,74,100,6,9,13.420000076293945,51.700000762939453,75.300003051757813,1.9600000381469727,2.369999885559082,8.84,15.100000381469727,11,0,5.8499999046325684,5]
[null,null,null,null,null,null,null,null,null,null,null,null,null,null,null,null,null,null,null,null,null,null,null,null,null,null,null,null,null,null,null,null,null,null,null,null,null,null,null,null,null,121,"T 75x150x15.8 Kg/m","TH","T",null,15.800000190734863,75,150,7,10,20.069999694824219,66.400001525878906,282,1.8200000524520874,3.75,10.8,37.599998474121094,11,0,6.130000114440918,7.5]
[null,null,null,null,null,null,null,null,null,null,null,null,null,null,null,null,null,null,null,null,null,null,null,null,null,null,null,null,null,null,null,null,null,null,null,null,null,null,null,null,null,122,"T 87.5x175x20.1 Kg/m","TH","T",null,20.100000381469727,87.5,175,7.5,11,25.610000610351563,115,492,2.119999885559082,4.380000114440918,15.9,56.200000762939453,12,0,7.1999998092651367,8.75]
[null,null,null,null,null,null,null,null,null,null,null,null,null,null,null,null,null,null,null,null,null,null,null,null,null,null,null,null,null,null,null,null,null,null,null,null,null,null,null,null,null,123,"T 99x99x9.1 Kg/m","TH","T",null,9.1000003814697266,99,99,4.5,7,11.590000152587891,93.800003051757813,56.799999237060547,2.8399999141693115,2.2100000381469727,12.1,11.5,11,0,7.7600002288818359,4.9499998092651367]
[null,null,null,null,null,null,null,null,null,null,null,null,null,null,null,null,null,null,null,null,null,null,null,null,null,null,null,null,null,null,null,null,null,null,null,null,null,null,null,null,null,124,"T 100x100x10.7 Kg/m","TH","T",null,10.699999809265137,100,100,5.5,8,13.579999923706055,114,67,2.9000000953674316,2.2200000286102295,14.8,13.399999618530273,11,0,7.7100000381469727,5]
[null,null,null,null,null,null,null,null,null,null,null,null,null,null,null,null,null,null,null,null,null,null,null,null,null,null,null,null,null,null,null,null,null,null,null,null,null,null,null,null,null,125,"T 97x150x15.3 Kg/m","TH","T",null,15.300000190734863,97,150,6,9,19.510000228881836,125,254,2.5299999713897705,3.6099998950958252,15.8,33.799999237060547,13,0,7.9099998474121094,7.5]
[null,null,null,null,null,null,null,null,null,null,null,null,null,null,null,null,null,null,null,null,null,null,null,null,null,null,null,null,null,null,null,null,null,null,null,null,null,null,null,null,null,126,"T 100x200x24.9 Kg/m","TH","T",null,24.899999618530273,100,200,8,12,31.770000457763672,184,801,2.4100000858306885,5.0199999809265137,22.3,80.099998474121094,13,0,8.2700004577636719,10]
[null,null,null,null,null,null,null,null,null,null,null,null,null,null,null,null,null,null,null,null,null,null,null,null,null,null,null,null,null,null,null,null,null,null,null,null,null,null,null,null,null,127,"T 100x204x28.1 Kg/m","TH","T",null,28.100000381469727,100,204,12,12,35.770000457763672,256,851,2.6700000762939453,4.880000114440918,32.4,83.400001525878906,13,0,7.9099998474121094,10.199999809265137]
[null,null,null,null,null,null,null,null,null,null,null,null,null,null,null,null,null,null,null,null,null,null,null,null,null,null,null,null,null,null,null,null,null,null,null,null,null,null,null,null,null,128,"T 104x202x32.8 Kg/m","TH","T",null,32.799999237060547,104,202,10,16,41.849998474121094,251,1100,2.4500000476837158,5.130000114440918,29.4,109,13,0,8.4899997711181641,10.100000381469727]
[null,null,null,null,null,null,null,null,null,null,null,null,null,null,null,null,null,null,null,null,null,null,null,null,null,null,null,null,null,null,null,null,null,null,null,null,null,null,null,null,null,129,"T 124x124x12.8 Kg/m","TH","T",null,12.800000190734863,124,124,5,8,16.340000152587891,208,127,3.5699999332427979,2.7899999618530273,21.3,20.5,12,0,9.7200002670288086,6.1999998092651367]
[null,null,null,null,null,null,null,null,null,null,null,null,null,null,null,null,null,null,null,null,null,null,null,null,null,null,null,null,null,null,null,null,null,null,null,null,null,null,null,null,null,130,"T 125x125x14.8 Kg/m","TH","T",null,14.800000190734863,125,125,6,9,18.829999923706055,248,147,3.630000114440918,2.7899999618530273,25.6,23.5,12,0,9.7200002670288086,6.25]
[null,null,null,null,null,null,null,null,null,null,null,null,null,null,null,null,null,null,null,null,null,null,null,null,null,null,null,null,null,null,null,null,null,null,null,null,null,null,null,null,null,131,"T 122x175x22.1 Kg/m","TH","T",null,22.100000381469727,122,175,7,11,28.120000839233398,289,492,3.2000000476837158,4.179999828338623,29.1,56.299999237060547,16,0,9.9300003051757813,8.75]
[null,null,null,null,null,null,null,null,null,null,null,null,null,null,null,null,null,null,null,null,null,null,null,null,null,null,null,null,null,null,null,null,null,null,null,null,null,null,null,null,null,132,"T 122x252x32.2 Kg/m","TH","T",null,32.200000762939453,122,252,11,11,41.029998779296875,445,1470,3.2899999618530273,5.9800000190734863,45.3,117,16,0,9.8100004196166992,12.600000381469727]
[null,null,null,null,null,null,null,null,null,null,null,null,null,null,null,null,null,null,null,null,null,null,null,null,null,null,null,null,null,null,null,null,null,null,null,null,null,null,null,null,null,133,"T 124x249x33.2 Kg/m","TH","T",null,33.200000762939453,124,249,8,13,42.349998474121094,364,1670,2.9300000667572021,6.2899999618530273,34.9,134,16,0,10.420000076293945,12.449999809265137]
[null,null,null,null,null,null,null,null,null,null,null,null,null,null,null,null,null,null,null,null,null,null,null,null,null,null,null,null,null,null,null,null,null,null,null,null,null,null,null,null,null,134,"T 125x250x36.2 Kg/m","TH","T",null,36.200000762939453,125,250,9,14,46.090000152587891,412,1820,2.9900000095367432,6.2899999618530273,39.5,146,16,0,10.420000076293945,12.5]
[null,null,null,null,null,null,null,null,null,null,null,null,null,null,null,null,null,null,null,null,null,null,null,null,null,null,null,null,null,null,null,null,null,null,null,null,null,null,null,null,null,135,"T 125x255x41.1 Kg/m","TH","T",null,41,125,255,14,14,52.340000152587891,589,1940,3.3599998950958252,6.0900001525878906,59.4,152,16,0,9.9200000762939453,12.75]
[null,null,null,null,null,null,null,null,null,null,null,null,null,null,null,null,null,null,null,null,null,null,null,null,null,null,null,null,null,null,null,null,null,null,null,null,null,null,null,null,null,136,"T 149x149x16 Kg/m","TH","T",null,16,149,149,5.5,8,20.399999618530273,393,221,4.3899998664855957,3.2899999618530273,33.799999999999997,29.700000762939453,13,0,11.640000343322754,7.4499998092651367]
[null,null,null,null,null,null,null,null,null,null,null,null,null,null,null,null,null,null,null,null,null,null,null,null,null,null,null,null,null,null,null,null,null,null,null,null,null,null,null,null,null,137,"T 150x150x18.4 Kg/m","TH","T",null,18.399999618530273,150,150,6.5,9,23.389999389648438,464,254,4.4499998092651367,3.2899999618530273,40,33.799999237060547,13,0,11.590000152587891,7.5]
[null,null,null,null,null,null,null,null,null,null,null,null,null,null,null,null,null,null,null,null,null,null,null,null,null,null,null,null,null,null,null,null,null,null,null,null,null,null,null,null,null,138,"T 147x200x28.4 Kg/m","TH","T",null,28.399999618530273,147,200,8,12,36.189998626708984,572,802,3.9700000286102295,4.7100000381469727,48.2,80.199996948242188,18,0,11.869999885559082,10]
[null,null,null,null,null,null,null,null,null,null,null,null,null,null,null,null,null,null,null,null,null,null,null,null,null,null,null,null,null,null,null,null,null,null,null,null,null,null,null,null,null,139,"T 149x201x32.7 Kg/m","TH","T",null,32.700000762939453,149,201,9,14,41.680000305175781,662,949,3.9900000095367432,4.7699999809265137,55.2,94.400001525878906,18,0,11.989999771118164,10.050000190734863]
[null,null,null,null,null,null,null,null,null,null,null,null,null,null,null,null,null,null,null,null,null,null,null,null,null,null,null,null,null,null,null,null,null,null,null,null,null,null,null,null,null,140,"T 147x302x42.3 Kg/m","TH","T",null,42.299999237060547,147,302,12,12,53.830001831054688,858,2760,3.9900000095367432,7.1599998474121094,72.3,183,18,0,10.859999656677246,15.100000381469727]
[null,null,null,null,null,null,null,null,null,null,null,null,null,null,null,null,null,null,null,null,null,null,null,null,null,null,null,null,null,null,null,null,null,null,null,null,null,null,null,null,null,141,"T 149x299x43.5 Kg/m","TH","T",null,43.5,149,299,9,14,55.400001525878906,715,3120,3.5899999141693115,7.5100002288818359,57,209,18,0,12.539999961853027,14.949999809265137]
[null,null,null,null,null,null,null,null,null,null,null,null,null,null,null,null,null,null,null,null,null,null,null,null,null,null,null,null,null,null,null,null,null,null,null,null,null,null,null,null,null,142,"T 150x300x47 Kg/m","TH","T",null,47,150,300,10,15,59.889999389648437,798,3380,3.6500000953674316,7.5100002288818359,63.7,225,18,0,12.529999732971191,15]
[null,null,null,null,null,null,null,null,null,null,null,null,null,null,null,null,null,null,null,null,null,null,null,null,null,null,null,null,null,null,null,null,null,null,null,null,null,null,null,null,null,143,"T 150x305x52.9 Kg/m","TH","T",null,52.900001525878906,150,305,15,15,67.389999389648437,1110,3550,4.0500001907348633,7.2600002288818359,92.5,233,18,0,12.970000267028809,15.25]
[null,null,null,null,null,null,null,null,null,null,null,null,null,null,null,null,null,null,null,null,null,null,null,null,null,null,null,null,null,null,null,null,null,null,null,null,null,null,null,null,null,144,"T 152x301x52.9 Kg/m","TH","T",null,52.900001525878906,152,301,11,17,67.410003662109375,903,3870,3.6600000858306885,7.570000171661377,71.400000000000006,257,18,0,12.649999618530273,15.050000190734863]
[null,null,null,null,null,null,null,null,null,null,null,null,null,null,null,null,null,null,null,null,null,null,null,null,null,null,null,null,null,null,null,null,null,null,null,null,null,null,null,null,null,145,"T 173x174x20.7 Kg/m","TH","T",null,20.700000762939453,173,174,6,9,26.340000152587891,679,396,5.0799999237060547,3.880000114440918,50,45.5,14,0,13.590000152587891,8.6999998092651367]
[null,null,null,null,null,null,null,null,null,null,null,null,null,null,null,null,null,null,null,null,null,null,null,null,null,null,null,null,null,null,null,null,null,null,null,null,null,null,null,null,null,146,"T 175x175x24.8 Kg/m","TH","T",null,24.799999237060547,175,175,7,11,31.569999694824219,815,492,5.0799999237060547,3.9500000476837158,59.3,56.200000762939453,14,0,13.75,8.75]
[null,null,null,null,null,null,null,null,null,null,null,null,null,null,null,null,null,null,null,null,null,null,null,null,null,null,null,null,null,null,null,null,null,null,null,null,null,null,null,null,null,147,"T 168x249x34.6 Kg/m","TH","T",null,34.599998474121094,168,249,8,12,44.080001831054688,881,1540,4.4699997901916504,5.9200000762939453,64,124,20,0,13.779999732971191,12.449999809265137]
[null,null,null,null,null,null,null,null,null,null,null,null,null,null,null,null,null,null,null,null,null,null,null,null,null,null,null,null,null,null,null,null,null,null,null,null,null,null,null,null,null,148,"T 170x250x39.8 Kg/m","TH","T",null,39.700000762939453,170,250,9,14,50.759998321533203,1020,1830,4.4800000190734863,6,73.099999999999994,146,20,0,13.909999847412109,12.5]
[null,null,null,null,null,null,null,null,null,null,null,null,null,null,null,null,null,null,null,null,null,null,null,null,null,null,null,null,null,null,null,null,null,null,null,null,null,null,null,null,null,149,"T 169x351x53.1 Kg/m","TH","T",null,53,169,351,13,13,67.629997253417969,1420,4690,4.5900001525878906,8.3299999237060547,104,267,20,0,13.689999580383301,17.549999237060547]
[null,null,null,null,null,null,null,null,null,null,null,null,null,null,null,null,null,null,null,null,null,null,null,null,null,null,null,null,null,null,null,null,null,null,null,null,null,null,null,null,null,150,"T 172x348x57.3 Kg/m","TH","T",null,57.200000762939453,172,348,10,16,73,1230,5620,4.1100001335144043,8.7799997329711914,84.7,323,20,0,14.529999732971191,17.399999618530273]
[null,null,null,null,null,null,null,null,null,null,null,null,null,null,null,null,null,null,null,null,null,null,null,null,null,null,null,null,null,null,null,null,null,null,null,null,null,null,null,null,null,151,"T 172x354x65.4 Kg/m","TH","T",null,65.300003051757812,172,354,16,16,83.319999694824219,1800,5920,4.6500000953674316,8.4300003051757812,131,335,20,0,13.800000190734863,17.700000762939453]
[null,null,null,null,null,null,null,null,null,null,null,null,null,null,null,null,null,null,null,null,null,null,null,null,null,null,null,null,null,null,null,null,null,null,null,null,null,null,null,null,null,152,"T 175x350x68.2 Kg/m","TH","T",null,68.099998474121094,175,350,12,19,86.94000244140625,1520,6790,4.179999828338623,8.8400001525878906,104,388,20,0,14.640000343322754,17.5]
[null,null,null,null,null,null,null,null,null,null,null,null,null,null,null,null,null,null,null,null,null,null,null,null,null,null,null,null,null,null,null,null,null,null,null,null,null,null,null,null,null,153,"T 175x357x77.9 Kg/m","TH","T",null,77.800003051757812,175,357,19,19,99.19000244140625,2200,7220,4.7100000381469727,8.5299997329711914,158,404,20,0,13.909999847412109,17.850000381469727]
[null,null,null,null,null,null,null,null,null,null,null,null,null,null,null,null,null,null,null,null,null,null,null,null,null,null,null,null,null,null,null,null,null,null,null,null,null,null,null,null,null,154,"T 198x199x28.3 Kg/m","TH","T",null,28.299999237060547,198,199,7,11,36.080001831054687,1190,723,5.7600002288818359,4.4800000190734863,76.400000000000006,72.699996948242188,16,0,15.630000114440918,9.9499998092651367]
[null,null,null,null,null,null,null,null,null,null,null,null,null,null,null,null,null,null,null,null,null,null,null,null,null,null,null,null,null,null,null,null,null,null,null,null,null,null,null,null,null,155,"T 200x200x33 Kg/m","TH","T",null,33,200,200,8,13,42.060001373291016,1400,868,5.7600002288818359,4.5399999618530273,88.6,86.800003051757813,16,0,15.770000457763672,10]
[null,null,null,null,null,null,null,null,null,null,null,null,null,null,null,null,null,null,null,null,null,null,null,null,null,null,null,null,null,null,null,null,null,null,null,null,null,null,null,null,null,156,"T 193x299x47.1 Kg/m","TH","T",null,47,193,299,9,14,60.049999237060547,1530,3120,5.0399999618530273,7.2100000381469727,95.5,209,22,0,15.970000267028809,14.949999809265137]
[null,null,null,null,null,null,null,null,null,null,null,null,null,null,null,null,null,null,null,null,null,null,null,null,null,null,null,null,null,null,null,null,null,null,null,null,null,null,null,null,null,157,"T 195x300x53.4 Kg/m","TH","T",null,53.299999237060547,195,300,10,16,67.980003356933594,1730,3600,5.0500001907348633,7.2800002098083496,108,240,22,0,16.090000152587891,15]
[null,null,null,null,null,null,null,null,null,null,null,null,null,null,null,null,null,null,null,null,null,null,null,null,null,null,null,null,null,null,null,null,null,null,null,null,null,null,null,null,null,158,"T 194x402x70 Kg/m","TH","T",null,70,194,402,15,15,89.230003356933594,2480,8130,5.2699999809265137,9.5399999618530273,158,404,22,0,15.699999809265137,20.100000381469727]
[null,null,null,null,null,null,null,null,null,null,null,null,null,null,null,null,null,null,null,null,null,null,null,null,null,null,null,null,null,null,null,null,null,null,null,null,null,null,null,null,null,159,"T 197x398x73.3 Kg/m","TH","T",null,73.300003051757812,197,398,11,18,93.410003662109375,2050,9460,4.679999828338623,10,123,475,22,0,16.690000534057617,19.899999618530273]
[null,null,null,null,null,null,null,null,null,null,null,null,null,null,null,null,null,null,null,null,null,null,null,null,null,null,null,null,null,null,null,null,null,null,null,null,null,null,null,null,null,160,"T 197x405x84.1 Kg/m","TH","T",null,84.099998474121094,197,405,18,18,107.19999694824219,3050,9980,5.3400001525878906,9.6499996185302734,193,493,22,0,15.810000419616699,20.25]
[null,null,null,null,null,null,null,null,null,null,null,null,null,null,null,null,null,null,null,null,null,null,null,null,null,null,null,null,null,null,null,null,null,null,null,null,null,null,null,null,null,161,"T 200x400x85.8 Kg/m","TH","T",null,85.800003051757812,200,400,13,21,109.30000305175781,2480,11200,4.7600002288818359,10.100000381469727,147,560,22,0,16.790000915527344,20]
[null,null,null,null,null,null,null,null,null,null,null,null,null,null,null,null,null,null,null,null,null,null,null,null,null,null,null,null,null,null,null,null,null,null,null,null,null,null,null,null,null,162,"T 200x408x98.4 Kg/m","TH","T",null,98.400001525878906,200,408,21,21,125.30000305175781,3650,11900,5.4000000953674316,9.75,229,584,22,0,15.930000305175781,20.399999618530273]
[null,null,null,null,null,null,null,null,null,null,null,null,null,null,null,null,null,null,null,null,null,null,null,null,null,null,null,null,null,null,null,null,null,null,null,null,null,null,null,null,null,163,"T 207x405x116 Kg/m","TH","T",null,116,207,405,18,28,147.69999694824219,3620,15500,4.9499998092651367,10.199999809265137,213,776,22,0,17.020000457763672,20.25]
[null,null,null,null,null,null,null,null,null,null,null,null,null,null,null,null,null,null,null,null,null,null,null,null,null,null,null,null,null,null,null,null,null,null,null,null,null,null,null,null,null,164,"T 223x199x33.1 Kg/m","TH","T",null,33.099998474121094,223,199,8,12,42.150001525878906,1880,790,6.6700000762939453,4.3299999237060547,109,79.400001525878906,18,0,17.200000762939453,9.9499998092651367]
[null,null,null,null,null,null,null,null,null,null,null,null,null,null,null,null,null,null,null,null,null,null,null,null,null,null,null,null,null,null,null,null,null,null,null,null,null,null,null,null,null,165,"T 225x200x38 Kg/m","TH","T",null,38,225,200,9,14,48.380001068115234,2160,936,6.679999828338623,4.4000000953674316,124,93.599998474121094,18,0,17.350000381469727,10]
[null,null,null,null,null,null,null,null,null,null,null,null,null,null,null,null,null,null,null,null,null,null,null,null,null,null,null,null,null,null,null,null,null,null,null,null,null,null,null,null,null,166,"T 217x300x53 Kg/m","TH","T",null,53,217,299,10,15,67.519996643066406,2350,3350,5.8899998664855957,7.0399999618530273,133,224,24,0,17.659999847412109,14.949999809265137]
[null,null,null,null,null,null,null,null,null,null,null,null,null,null,null,null,null,null,null,null,null,null,null,null,null,null,null,null,null,null,null,null,null,null,null,null,null,null,null,null,null,167,"T 220x300x61.8 Kg/m","TH","T",null,61.799999237060547,220,300,11,18,78.69000244140625,2680,4060,5.8400001525878906,7.679999828338623,149,270,24,0,17.950000762939453,15]
[null,null,null,null,null,null,null,null,null,null,null,null,null,null,null,null,null,null,null,null,null,null,null,null,null,null,null,null,null,null,null,null,null,null,null,null,null,null,null,null,null,168,"T 248x199x39.7 Kg/m","TH","T",null,39.599998474121094,248,199,9,14,50.639999389648438,2840,922,7.4899997711181641,4.2699999809265137,150,92.599998474121094,20,0,18.899999618530273,9.9499998092651367]
[null,null,null,null,null,null,null,null,null,null,null,null,null,null,null,null,null,null,null,null,null,null,null,null,null,null,null,null,null,null,null,null,null,null,null,null,null,null,null,null,null,169,"T 250x200x44.8 Kg/m","TH","T",null,44.700000762939453,250,200,10,16,57.119998931884766,3210,1070,7.5,4.3299999237060547,169,107,20,0,19.040000915527344,10]
[null,null,null,null,null,null,null,null,null,null,null,null,null,null,null,null,null,null,null,null,null,null,null,null,null,null,null,null,null,null,null,null,null,null,null,null,null,null,null,null,null,170,"T 253x201x51.5 Kg/m","TH","T",null,51.400001525878906,253,201,11,19,65.650001525878906,3670,1290,7.4800000190734863,4.429999828338623,190,128,20,0,19.350000381469727,10.050000190734863]
[null,null,null,null,null,null,null,null,null,null,null,null,null,null,null,null,null,null,null,null,null,null,null,null,null,null,null,null,null,null,null,null,null,null,null,null,null,null,null,null,null,171,"T 241x300x57.1 Kg/m","TH","T",null,57,241,300,11,15,72.760002136230469,3420,3380,6.8499999046325684,6.820000171661377,178,225,26,0,19.180000305175781,15]
[null,null,null,null,null,null,null,null,null,null,null,null,null,null,null,null,null,null,null,null,null,null,null,null,null,null,null,null,null,null,null,null,null,null,null,null,null,null,null,null,null,172,"T 244x300x64.2 Kg/m","TH","T",null,64.099998474121094,244,300,11,18,81.760002136230469,3620,4060,6.6599998474121094,7.070000171661377,184,70,26,0,19.739999771118164,15]
[null,null,null,null,null,null,null,null,null,null,null,null,null,null,null,null,null,null,null,null,null,null,null,null,null,null,null,null,null,null,null,null,null,null,null,null,null,null,null,null,null,173,"T 298x199x47.3 Kg/m","TH","T",null,47.200000762939453,298,199,10,15,60.229999542236328,5190,989,9.2899999618530273,4.0500001907348633,236,99.400001525878906,22,0,22.010000228881836,9.9499998092651367]
[null,null,null,null,null,null,null,null,null,null,null,null,null,null,null,null,null,null,null,null,null,null,null,null,null,null,null,null,null,null,null,null,null,null,null,null,null,null,null,null,null,174,"T 300x200x52.8 Kg/m","TH","T",null,52.700000762939453,300,200,11,17,67.209999084472656,5810,1140,9.3000001907348633,4.119999885559082,262,114,22,0,22.159999847412109,10]
[null,null,null,null,null,null,null,null,null,null,null,null,null,null,null,null,null,null,null,null,null,null,null,null,null,null,null,null,null,null,null,null,null,null,null,null,null,null,null,null,null,175,"T 303x201x59.8 Kg/m","TH","T",null,59.700000762939453,303,201,12,20,76.239997863769531,6570,1360,9.2799997329711914,4.2199997901916504,292,135,22,0,22.510000228881836,10.050000190734863]
[null,null,null,null,null,null,null,null,null,null,null,null,null,null,null,null,null,null,null,null,null,null,null,null,null,null,null,null,null,null,null,null,null,null,null,null,null,null,null,null,null,176,"T 306x202x67 Kg/m","TH","T",null,66.900001525878906,306,202,13,23,85.330001831054688,7340,1590,9.2700004577636719,4.309999942779541,322,157,22,0,22.809999465942383,10.100000381469727]
[null,null,null,null,null,null,null,null,null,null,null,null,null,null,null,null,null,null,null,null,null,null,null,null,null,null,null,null,null,null,null,null,null,null,null,null,null,null,null,null,null,177,"T 291x300x68.5 Kg/m","TH","T",null,68.400001525878906,291,300,12,17,87.239997863769531,6360,3830,8.5399999618530273,6.630000114440918,280,256,28,0,22.709999084472656,15]
[null,null,null,null,null,null,null,null,null,null,null,null,null,null,null,null,null,null,null,null,null,null,null,null,null,null,null,null,null,null,null,null,null,null,null,null,null,null,null,null,null,178,"T 294x300x75.6 Kg/m","TH","T",null,75.5,294,300,12,20,96.239997863769531,6710,4510,8.3500003814697266,6.8499999046325684,288,301,28,0,23.319999694824219,15]
[null,null,null,null,null,null,null,null,null,null,null,null,null,null,null,null,null,null,null,null,null,null,null,null,null,null,null,null,null,null,null,null,null,null,null,null,null,null,null,null,null,179,"T 297x302x87.3 Kg/m","TH","T",null,87.199996948242188,297,302,14,23,111.19999694824219,7920,5290,8.4399995803833008,6.9000000953674316,339,350,28,0,23.370000839233398,15.100000381469727]
[null,null,null,null,null,null,null,null,null,null,null,null,null,null,null,null,null,null,null,null,null,null,null,null,null,null,null,null,null,null,null,null,null,null,null,null,null,null,null,null,null,180,"T 346x300x83 Kg/m","TH","T",null,82.900001525878906,346,300,13,20,105.69999694824219,11300,4510,10.300000190734863,6.5300002098083496,425,301,28,0,26.610000610351562,15]
[null,null,null,null,null,null,null,null,null,null,null,null,null,null,null,null,null,null,null,null,null,null,null,null,null,null,null,null,null,null,null,null,null,null,null,null,null,null,null,null,null,181,"T 350x300x92.4 Kg/m","TH","T",null,92.300003051757813,350,300,13,24,117.69999694824219,12000,5410,10.100000381469727,6.7800002098083496,438,361,28,0,27.450000762939453,15]
[null,null,null,null,null,null,null,null,null,null,null,null,null,null,null,null,null,null,null,null,null,null,null,null,null,null,null,null,null,null,null,null,null,null,null,null,null,null,null,null,null,182,"T 396x300x95.6 Kg/m","TH","T",null,95.5,396,300,14,22,121.69999694824219,17100,4960,12.100000381469727,6.380000114440918,593,331,28,0,29.940000534057617,15]
[null,null,null,null,null,null,null,null,null,null,null,null,null,null,null,null,null,null,null,null,null,null,null,null,null,null,null,null,null,null,null,null,null,null,null,null,null,null,null,null,null,183,"T 400x300x105 Kg/m","TH","T",null,104.90000152587891,400,300,14,26,133.69999694824219,18800,5860,11.899999618530273,6.619999885559082,610,391,28,0,30.819999694824219,15]
[null,null,null,null,null,null,null,null,null,null,null,null,null,null,null,null,null,null,null,null,null,null,null,null,null,null,null,null,null,null,null,null,null,null,null,null,null,null,null,null,null,184,"EL 25x25x1.12 Kg/m","EL","L",null,1.1000000238418579,25,25,3,3,1.4270000457763672,0.80000001192092896,0.80000001192092896,0.74699997901916504,0.74699997901916504,0.45,0.44800001382827759,4,2,0.71899998188018799,0.71899998188018799]
[null,null,null,null,null,null,null,null,null,null,null,null,null,null,null,null,null,null,null,null,null,null,null,null,null,null,null,null,null,null,null,null,null,null,null,null,null,null,null,null,null,185,"EL 25x25x1.77 Kg/m","EL","L",null,1.7999999523162842,25,25,5,5,2.2599999904632568,1.2000000476837158,1.2000000476837158,0.73000001907348633,0.73000001907348633,0.71,0.70999997854232788,3.5,2.4000000953674316,0.80000001192092896,0.80000001192092896]
[null,null,null,null,null,null,null,null,null,null,null,null,null,null,null,null,null,null,null,null,null,null,null,null,null,null,null,null,null,null,null,null,null,null,null,null,null,null,null,null,null,186,"EL 30x30x1.36 Kg/m","EL","L",null,1.3999999761581421,30,30,3,3,1.7269999980926514,1.3999999761581421,1.4199999570846558,0.90799999237060547,0.90799999237060547,0.66,0.66100001335144043,4,2,0.84399998188018799,0.84399998188018799]
[null,null,null,null,null,null,null,null,null,null,null,null,null,null,null,null,null,null,null,null,null,null,null,null,null,null,null,null,null,null,null,null,null,null,null,null,null,null,null,null,null,187,"EL 30x30x2.18 Kg/m","EL","L",null,2.2000000476837158,30,30,5,5,2.7799999713897705,2.2000000476837158,2.1600000858306885,0.87999999523162842,0.87999999523162842,1.04,1.0099999904632568,5,2.4000000953674316,0.92000001668930054,0.92000001668930054]
[null,null,null,null,null,null,null,null,null,null,null,null,null,null,null,null,null,null,null,null,null,null,null,null,null,null,null,null,null,null,null,null,null,null,null,null,null,null,null,null,null,188,"EL 40x40x1.83 Kg/m","EL","L",null,1.7999999523162842,40,40,3,3,2.3359999656677246,3.5,3.5299999713897705,1.2300000190734863,1.2300000190734863,1.21,1.2100000381469727,4.5,2,1.0900000333786011,1.0900000333786011]
[null,null,null,null,null,null,null,null,null,null,null,null,null,null,null,null,null,null,null,null,null,null,null,null,null,null,null,null,null,null,null,null,null,null,null,null,null,null,null,null,null,189,"EL 40x40x2.42 Kg/m","EL","L",null,2.4000000953674316,40,40,4,4,3.0799999237060547,4.5,4.4699997901916504,1.2100000381469727,1.2100000381469727,1.55,1.5499999523162842,6,2.4000000953674316,1.1200000047683716,1.1200000047683716]
[null,null,null,null,null,null,null,null,null,null,null,null,null,null,null,null,null,null,null,null,null,null,null,null,null,null,null,null,null,null,null,null,null,null,null,null,null,null,null,null,null,190,"EL 40x40x2.95 Kg/m","EL","L",null,2.9000000953674316,40,40,5,5,3.755000114440918,5.4000000953674316,5.4200000762939453,1.2000000476837158,1.2000000476837158,1.91,1.9099999666213989,4.5,3,1.1699999570846558,1.1699999570846558]
[null,null,null,null,null,null,null,null,null,null,null,null,null,null,null,null,null,null,null,null,null,null,null,null,null,null,null,null,null,null,null,null,null,null,null,null,null,null,null,null,null,191,"EL 40x40x3.52 Kg/m","EL","L",null,3.5,40,40,6,6,4.4800000190734863,6.3000001907348633,6.309999942779541,1.190000057220459,1.190000057220459,2.2599999999999998,2.2599999904632568,6,2.4000000953674316,1.2000000476837158,1.2000000476837158]
[null,null,null,null,null,null,null,null,null,null,null,null,null,null,null,null,null,null,null,null,null,null,null,null,null,null,null,null,null,null,null,null,null,null,null,null,null,null,null,null,null,192,"EL 45x45x2.74 Kg/m","EL","L",null,2.7000000476837158,45,45,4,4,3.4920001029968262,6.5,6.5,1.3600000143051147,1.3600000143051147,2,2,6.5,3,1.2400000095367432,1.2400000095367432]
[null,null,null,null,null,null,null,null,null,null,null,null,null,null,null,null,null,null,null,null,null,null,null,null,null,null,null,null,null,null,null,null,null,null,null,null,null,null,null,null,null,193,"EL 45x45x3.38 Kg/m","EL","L",null,3.4000000953674316,45,45,5,5,4.3020000457763672,7.9000000953674316,7.9099998474121094,1.3600000143051147,1.3600000143051147,2.46,2.4600000381469727,6.5,3,1.2799999713897705,1.2799999713897705]
[null,null,null,null,null,null,null,null,null,null,null,null,null,null,null,null,null,null,null,null,null,null,null,null,null,null,null,null,null,null,null,null,null,null,null,null,null,null,null,null,null,194,"EL 50x50x2.33 Kg/m","EL","L",null,2.2999999523162842,50,50,3,3,2.9600000381469727,6.9000000953674316,6.8600001335144043,1.5199999809265137,1.5199999809265137,1.86,1.8600000143051147,7,2.4000000953674316,1.309999942779541,1.309999942779541]
[null,null,null,null,null,null,null,null,null,null,null,null,null,null,null,null,null,null,null,null,null,null,null,null,null,null,null,null,null,null,null,null,null,null,null,null,null,null,null,null,null,195,"EL 50x50x3.06 Kg/m","EL","L",null,3.0999999046325684,50,50,4,4,3.8919999599456787,9.1000003814697266,9.0600004196166992,1.5299999713897705,1.5299999713897705,2.4900000000000002,2.4900000095367432,6.5,3,1.3700000047683716,1.3700000047683716]
[null,null,null,null,null,null,null,null,null,null,null,null,null,null,null,null,null,null,null,null,null,null,null,null,null,null,null,null,null,null,null,null,null,null,null,null,null,null,null,null,null,196,"EL 50x50x3.77 Kg/m","EL","L",null,3.7999999523162842,50,50,5,5,4.8020000457763672,11.100000381469727,11.100000381469727,1.5199999809265137,1.5199999809265137,3.08,3.0799999237060547,6.5,3,1.4099999666213989,1.4099999666213989]
[null,null,null,null,null,null,null,null,null,null,null,null,null,null,null,null,null,null,null,null,null,null,null,null,null,null,null,null,null,null,null,null,null,null,null,null,null,null,null,null,null,197,"EL 50x50x4.43 Kg/m","EL","L",null,4.4000000953674316,50,50,6,6,5.6440000534057617,12.600000381469727,12.600000381469727,1.5,1.5,3.55,3.5499999523162842,6.5,4.5,1.440000057220459,1.440000057220459]
[null,null,null,null,null,null,null,null,null,null,null,null,null,null,null,null,null,null,null,null,null,null,null,null,null,null,null,null,null,null,null,null,null,null,null,null,null,null,null,null,null,198,"EL 60x60x3.68 Kg/m","EL","L",null,3.7000000476837158,60,60,4,4,4.6919999122619629,16,16,1.8500000238418579,1.8500000238418579,3.66,3.6600000858306885,6.5,3,1.6100000143051147,1.6100000143051147]
[null,null,null,null,null,null,null,null,null,null,null,null,null,null,null,null,null,null,null,null,null,null,null,null,null,null,null,null,null,null,null,null,null,null,null,null,null,null,null,null,null,199,"EL 60x60x4.55 Kg/m","EL","L",null,4.5,60,60,5,5,5.8020000457763672,19.600000381469727,19.600000381469727,1.8400000333786011,1.8400000333786011,4.5199999999999996,4.5199999809265137,6.5,3,1.6599999666213989,1.6599999666213989]
[null,null,null,null,null,null,null,null,null,null,null,null,null,null,null,null,null,null,null,null,null,null,null,null,null,null,null,null,null,null,null,null,null,null,null,null,null,null,null,null,null,200,"EL 65x65x5 Kg/m","EL","L",null,5,65,65,5,5,6.3670001029968262,25.299999237060547,25.299999237060547,1.9900000095367432,1.9900000095367432,5.35,5.3499999046325684,8.5,3,1.7699999809265137,1.7699999809265137]
[null,null,null,null,null,null,null,null,null,null,null,null,null,null,null,null,null,null,null,null,null,null,null,null,null,null,null,null,null,null,null,null,null,null,null,null,null,null,null,null,null,201,"EL 65x65x5.91 Kg/m","EL","L",null,5.9000000953674316,65,65,6,6,7.5269999504089355,29.399999618530273,29.399999618530273,1.9800000190734863,1.9800000190734863,6.26,6.2600002288818359,8.5,4,1.809999942779541,1.809999942779541]
[null,null,null,null,null,null,null,null,null,null,null,null,null,null,null,null,null,null,null,null,null,null,null,null,null,null,null,null,null,null,null,null,null,null,null,null,null,null,null,null,null,202,"EL 65x65x7.66 Kg/m","EL","L",null,7.6999998092651367,65,65,8,8,9.7609996795654297,36.799999237060547,36.799999237060547,1.940000057220459,1.940000057220459,7.96,7.9600000381469727,8.5,6,1.8799999952316284,1.8799999952316284]
[null,null,null,null,null,null,null,null,null,null,null,null,null,null,null,null,null,null,null,null,null,null,null,null,null,null,null,null,null,null,null,null,null,null,null,null,null,null,null,null,null,203,"EL 70x70x6.38 Kg/m","EL","L",null,6.4000000953674316,70,70,6,6,8.1269998550415039,37.099998474121094,37.099998474121094,2.1400001049041748,2.1400001049041748,7.33,7.3299999237060547,8.5,4,1.9299999475479126,1.9299999475479126]
[null,null,null,null,null,null,null,null,null,null,null,null,null,null,null,null,null,null,null,null,null,null,null,null,null,null,null,null,null,null,null,null,null,null,null,null,null,null,null,null,null,204,"EL 75x75x6.85 Kg/m","EL","L",null,6.8000001907348633,75,75,6,6,8.7270002365112305,46.099998474121094,46.099998474121094,2.2999999523162842,2.2999999523162842,8.4700000000000006,8.4700002670288086,8.5,4,2.059999942779541,2.059999942779541]
[null,null,null,null,null,null,null,null,null,null,null,null,null,null,null,null,null,null,null,null,null,null,null,null,null,null,null,null,null,null,null,null,null,null,null,null,null,null,null,null,null,205,"EL 75x75x9.96 Kg/m","EL","L",null,9.8999996185302734,75,75,9,9,12.689999580383301,64.400001525878906,64.400001525878906,2.25,2.25,12.1,12.100000381469727,8.5,6,2.1700000762939453,2.1700000762939453]
[null,null,null,null,null,null,null,null,null,null,null,null,null,null,null,null,null,null,null,null,null,null,null,null,null,null,null,null,null,null,null,null,null,null,null,null,null,null,null,null,null,206,"EL 75x75x13 Kg/m","EL","L",null,13,75,75,12,12,16.559999465942383,81.900001525878906,81.900001525878906,2.2200000286102295,2.2200000286102295,15.7,15.699999809265137,8.5,6,2.2899999618530273,2.2899999618530273]
[null,null,null,null,null,null,null,null,null,null,null,null,null,null,null,null,null,null,null,null,null,null,null,null,null,null,null,null,null,null,null,null,null,null,null,null,null,null,null,null,null,207,"EL 80x80x7.32 Kg/m","EL","L",null,7.3000001907348633,80,80,6,6,9.3269996643066406,56.400001525878906,56.400001525878906,2.4600000381469727,2.4600000381469727,9.6999999999999993,9.6999998092651367,8.5,4,2.1800000667572021,2.1800000667572021]
[null,null,null,null,null,null,null,null,null,null,null,null,null,null,null,null,null,null,null,null,null,null,null,null,null,null,null,null,null,null,null,null,null,null,null,null,null,null,null,null,null,208,"EL 90x90x8.28 Kg/m","EL","L",null,8.3000001907348633,90,90,6,6,10.550000190734863,80.699996948242188,80.699996948242188,2.7699999809265137,2.7699999809265137,12.3,12.300000190734863,10,5,2.4200000762939453,2.4200000762939453]
[null,null,null,null,null,null,null,null,null,null,null,null,null,null,null,null,null,null,null,null,null,null,null,null,null,null,null,null,null,null,null,null,null,null,null,null,null,null,null,null,null,209,"EL 90x90x9.59 Kg/m","EL","L",null,9.6000003814697266,90,90,7,7,12.220000267028809,93,93,2.7599999904632568,2.7599999904632568,14.2,14.199999809265137,10,5,2.4600000381469727,2.4600000381469727]
[null,null,null,null,null,null,null,null,null,null,null,null,null,null,null,null,null,null,null,null,null,null,null,null,null,null,null,null,null,null,null,null,null,null,null,null,null,null,null,null,null,210,"EL 90x90x13.3 Kg/m","EL","L",null,13.300000190734863,90,90,10,10,17,125,125,2.7100000381469727,2.7100000381469727,19.5,19.5,10,7,2.5699999332427979,2.5699999332427979]
[null,null,null,null,null,null,null,null,null,null,null,null,null,null,null,null,null,null,null,null,null,null,null,null,null,null,null,null,null,null,null,null,null,null,null,null,null,null,null,null,null,211,"EL 90x90x15.9 Kg/m","EL","L",null,15.899999618530273,90,90,12,12,20.299999237060547,148,148,2.7000000476837158,2.7000000476837158,23.3,23.299999237060547,11,4.8000001907348633,2.6600000858306885,2.6600000858306885]
[null,null,null,null,null,null,null,null,null,null,null,null,null,null,null,null,null,null,null,null,null,null,null,null,null,null,null,null,null,null,null,null,null,null,null,null,null,null,null,null,null,212,"EL 90x90x17 Kg/m","EL","L",null,17,90,90,13,13,21.709999084472656,156,156,2.6800000667572021,2.6800000667572021,24.8,24.799999237060547,10,7,2.690000057220459,2.690000057220459]
[null,null,null,null,null,null,null,null,null,null,null,null,null,null,null,null,null,null,null,null,null,null,null,null,null,null,null,null,null,null,null,null,null,null,null,null,null,null,null,null,null,213,"EL 100x100x10.7 Kg/m","EL","L",null,10.699999809265137,100,100,7,7,13.619999885559082,129,129,3.0799999237060547,3.0799999237060547,17.7,17.700000762939453,10,5,2.7100000381469727,2.7100000381469727]
[null,null,null,null,null,null,null,null,null,null,null,null,null,null,null,null,null,null,null,null,null,null,null,null,null,null,null,null,null,null,null,null,null,null,null,null,null,null,null,null,null,214,"EL 100x100x14.9 Kg/m","EL","L",null,14.899999618530273,100,100,10,10,19,175,175,3.0399999618530273,3.0399999618530273,24.4,24.399999618530273,10,7,2.8199999332427979,2.8199999332427979]
[null,null,null,null,null,null,null,null,null,null,null,null,null,null,null,null,null,null,null,null,null,null,null,null,null,null,null,null,null,null,null,null,null,null,null,null,null,null,null,null,null,215,"EL 100x100x17.8 Kg/m","EL","L",null,17.799999237060547,100,100,12,12,22.700000762939453,207,207,3.0199999809265137,3.0199999809265137,29.1,29.100000381469727,12,4.8000001907348633,2.9000000953674316,2.9000000953674316]
[null,null,null,null,null,null,null,null,null,null,null,null,null,null,null,null,null,null,null,null,null,null,null,null,null,null,null,null,null,null,null,null,null,null,null,null,null,null,null,null,null,216,"EL 100x100x19.1 Kg/m","EL","L",null,19.100000381469727,100,100,13,13,24.309999465942383,220,220,3,3,31.1,31.100000381469727,10,7,2.940000057220459,2.940000057220459]
[null,null,null,null,null,null,null,null,null,null,null,null,null,null,null,null,null,null,null,null,null,null,null,null,null,null,null,null,null,null,null,null,null,null,null,null,null,null,null,null,null,217,"EL 120x120x14.7 Kg/m","EL","L",null,14.699999809265137,120,120,8,8,18.760000228881836,258,258,3.7100000381469727,3.7100000381469727,29.5,29.5,12,5,3.2400000095367432,3.2400000095367432]
[null,null,null,null,null,null,null,null,null,null,null,null,null,null,null,null,null,null,null,null,null,null,null,null,null,null,null,null,null,null,null,null,null,null,null,null,null,null,null,null,null,218,"EL 130x130x17.9 Kg/m","EL","L",null,17.899999618530273,130,130,9,9,22.739999771118164,366,366,4.0100002288818359,4.0100002288818359,38.700000000000003,38.700000762939453,12,6,3.5299999713897705,3.5299999713897705]
[null,null,null,null,null,null,null,null,null,null,null,null,null,null,null,null,null,null,null,null,null,null,null,null,null,null,null,null,null,null,null,null,null,null,null,null,null,null,null,null,null,219,"EL 130x130x23.4 Kg/m","EL","L",null,23.399999618530273,130,130,12,12,29.760000228881836,467,467,3.9600000381469727,3.9600000381469727,49.9,49.900001525878906,12,8.5,3.6400001049041748,3.6400001049041748]
[null,null,null,null,null,null,null,null,null,null,null,null,null,null,null,null,null,null,null,null,null,null,null,null,null,null,null,null,null,null,null,null,null,null,null,null,null,null,null,null,null,220,"EL 130x130x28.8 Kg/m","EL","L",null,28.799999237060547,130,130,15,15,36.75,568,568,3.9300000667572021,3.9300000667572021,61.5,61.5,12,8.5,3.7599999904632568,3.7599999904632568]
[null,null,null,null,null,null,null,null,null,null,null,null,null,null,null,null,null,null,null,null,null,null,null,null,null,null,null,null,null,null,null,null,null,null,null,null,null,null,null,null,null,221,"EL 150x150x27.3 Kg/m","EL","L",null,27.299999237060547,150,150,12,12,34.770000457763672,740,740,4.6100001335144043,4.6100001335144043,68.099999999999994,68.099998474121094,14,7,4.1399998664855957,4.1399998664855957]
[null,null,null,null,null,null,null,null,null,null,null,null,null,null,null,null,null,null,null,null,null,null,null,null,null,null,null,null,null,null,null,null,null,null,null,null,null,null,null,null,null,222,"EL 150x150x33.6 Kg/m","EL","L",null,33.599998474121094,150,150,15,15,42.740001678466797,888,888,4.559999942779541,4.559999942779541,82.6,82.599998474121094,14,10,4.2399997711181641,4.2399997711181641]
[null,null,null,null,null,null,null,null,null,null,null,null,null,null,null,null,null,null,null,null,null,null,null,null,null,null,null,null,null,null,null,null,null,null,null,null,null,null,null,null,null,223,"EL 150x150x41.9 Kg/m","EL","L",null,41.799999237060547,150,150,19,19,53.380001068115234,1090,1090,4.5199999809265137,4.5199999809265137,103,103,14,10,4.4000000953674316,4.4000000953674316]
[null,null,null,null,null,null,null,null,null,null,null,null,null,null,null,null,null,null,null,null,null,null,null,null,null,null,null,null,null,null,null,null,null,null,null,null,null,null,null,null,null,224,"EL 175x175x31.8 Kg/m","EL","L",null,31.799999237060547,175,175,12,12,40.520000457763672,1170,1170,5.380000114440918,5.380000114440918,91.8,91.800003051757813,15,11,4.7300000190734863,4.7300000190734863]
[null,null,null,null,null,null,null,null,null,null,null,null,null,null,null,null,null,null,null,null,null,null,null,null,null,null,null,null,null,null,null,null,null,null,null,null,null,null,null,null,null,225,"EL 175x175x39.4 Kg/m","EL","L",null,39.299999237060547,175,175,15,15,50.209999084472656,1440,1440,5.3499999046325684,5.3499999046325684,114,114,15,11,4.8499999046325684,4.8499999046325684]
[null,null,null,null,null,null,null,null,null,null,null,null,null,null,null,null,null,null,null,null,null,null,null,null,null,null,null,null,null,null,null,null,null,null,null,null,null,null,null,null,null,226,"EL 200x200x45.3 Kg/m","EL","L",null,45.200000762939453,200,200,15,15,57.75,2180,2180,6.1399998664855957,6.1399998664855957,150,150,17,12,5.4600000381469727,5.4600000381469727]
[null,null,null,null,null,null,null,null,null,null,null,null,null,null,null,null,null,null,null,null,null,null,null,null,null,null,null,null,null,null,null,null,null,null,null,null,null,null,null,null,null,227,"EL 200x200x59.7 Kg/m","EL","L",null,59.599998474121094,200,200,20,20,76,2820,2820,6.0900001525878906,6.0900001525878906,197,197,17,12,5.6700000762939453,5.6700000762939453]
[null,null,null,null,null,null,null,null,null,null,null,null,null,null,null,null,null,null,null,null,null,null,null,null,null,null,null,null,null,null,null,null,null,null,null,null,null,null,null,null,null,228,"EL 200x200x73.6 Kg/m","EL","L",null,73.5,200,200,25,25,93.75,3420,3420,6.0399999618530273,6.0399999618530273,242,242,17,12,5.8600001335144043,5.8600001335144043]
[null,null,null,null,null,null,null,null,null,null,null,null,null,null,null,null,null,null,null,null,null,null,null,null,null,null,null,null,null,null,null,null,null,null,null,null,null,null,null,null,null,229,"EL 250x250x93.7 Kg/m","EL","L",null,93.599998474121094,250,250,25,25,119.40000152587891,6950,6950,7.630000114440918,7.630000114440918,388,388,24,12,7.0999999046325684,7.0999999046325684]
[null,null,null,null,null,null,null,null,null,null,null,null,null,null,null,null,null,null,null,null,null,null,null,null,null,null,null,null,null,null,null,null,null,null,null,null,null,null,null,null,null,230,"EL 250x250x128 Kg/m","EL","L",null,127.80000305175781,250,250,35,35,162.60000610351562,9110,9110,7.4899997711181641,7.4899997711181641,519,519,24,18,7.4499998092651367,7.4499998092651367]
[null,null,null,null,null,null,null,null,null,null,null,null,null,null,null,null,null,null,null,null,null,null,null,null,null,null,null,null,null,null,null,null,null,null,null,null,null,null,null,null,null,231,"UL 90x75x11 Kg/m","UL","L",null,11,90,75,9,9,14.039999961853027,109,68.099998474121094,2.7799999713897705,2.2000000476837158,17.399999999999999,12.399999618530273,8.5,6,2.75,2]
[null,null,null,null,null,null,null,null,null,null,null,null,null,null,null,null,null,null,null,null,null,null,null,null,null,null,null,null,null,null,null,null,null,null,null,null,null,null,null,null,null,232,"UL 100x75x9.32 Kg/m","UL","L",null,9.3000001907348633,100,75,7,7,11.869999885559082,118,56.900001525878906,3.1500000953674316,2.190000057220459,17,10,10,5,3.059999942779541,1.8300000429153442]
[null,null,null,null,null,null,null,null,null,null,null,null,null,null,null,null,null,null,null,null,null,null,null,null,null,null,null,null,null,null,null,null,null,null,null,null,null,null,null,null,null,233,"UL 100x75x13 Kg/m","UL","L",null,13,100,75,10,10,16.5,159,76.099998474121094,3.1099998950958252,2.1500000953674316,23.3,13.699999809265137,10,7,3.1700000762939453,1.940000057220459]
[null,null,null,null,null,null,null,null,null,null,null,null,null,null,null,null,null,null,null,null,null,null,null,null,null,null,null,null,null,null,null,null,null,null,null,null,null,null,null,null,null,234,"UL 125x75x10.7 Kg/m","UL","L",null,10.699999809265137,125,75,7,7,13.619999885559082,219,60.400001525878906,4.0100002288818359,2.1099998950958252,26.1,10.300000190734863,10,5,4.0999999046325684,1.6399999856948853]
[null,null,null,null,null,null,null,null,null,null,null,null,null,null,null,null,null,null,null,null,null,null,null,null,null,null,null,null,null,null,null,null,null,null,null,null,null,null,null,null,null,235,"UL 125x75x14.9 Kg/m","UL","L",null,14.899999618530273,125,75,10,10,19,299,80.800003051757813,3.9600000381469727,2.059999942779541,36.1,14.100000381469727,10,7,4.2199997901916504,1.75]
[null,null,null,null,null,null,null,null,null,null,null,null,null,null,null,null,null,null,null,null,null,null,null,null,null,null,null,null,null,null,null,null,null,null,null,null,null,null,null,null,null,236,"UL 125x75x19.1 Kg/m","UL","L",null,19.100000381469727,125,75,13,13,24.309999465942383,376,101,3.9300000667572021,2.0399999618530273,46.1,17.899999618530273,10,7,4.3499999046325684,1.8700000047683716]
[null,null,null,null,null,null,null,null,null,null,null,null,null,null,null,null,null,null,null,null,null,null,null,null,null,null,null,null,null,null,null,null,null,null,null,null,null,null,null,null,null,237,"UL 125x90x16.1 Kg/m","UL","L",null,16.100000381469727,125,90,10,10,20.5,318,138,3.940000057220459,2.5899999141693115,37.200000000000003,20.299999237060547,10,7,3.9500000476837158,2.2200000286102295]
[null,null,null,null,null,null,null,null,null,null,null,null,null,null,null,null,null,null,null,null,null,null,null,null,null,null,null,null,null,null,null,null,null,null,null,null,null,null,null,null,null,238,"UL 125x90x20.6 Kg/m","UL","L",null,20.600000381469727,125,90,13,13,26.260000228881836,401,173,3.9100000858306885,2.5699999332427979,47.5,25.899999618530273,10,7,4.070000171661377,2.3399999141693115]
[null,null,null,null,null,null,null,null,null,null,null,null,null,null,null,null,null,null,null,null,null,null,null,null,null,null,null,null,null,null,null,null,null,null,null,null,null,null,null,null,null,239,"UL 150x90x16.4 Kg/m","UL","L",null,16.399999618530273,150,90,9,9,20.940000534057617,485,133,4.809999942779541,2.5199999809265137,48.2,19,12,6,4.9499998092651367,1.9900000095367432]
[null,null,null,null,null,null,null,null,null,null,null,null,null,null,null,null,null,null,null,null,null,null,null,null,null,null,null,null,null,null,null,null,null,null,null,null,null,null,null,null,null,240,"UL 150x90x21.5 Kg/m","UL","L",null,21.5,150,90,12,12,27.360000610351563,619,167,4.7600002288818359,2.4700000286102295,62.3,24.299999237060547,12,8.5,5.070000171661377,2.0999999046325684]
[null,null,null,null,null,null,null,null,null,null,null,null,null,null,null,null,null,null,null,null,null,null,null,null,null,null,null,null,null,null,null,null,null,null,null,null,null,null,null,null,null,241,"UL 150x100x17.1 Kg/m","UL","L",null,17.100000381469727,150,100,9,9,21.840000152587891,502,181,4.7899999618530273,2.880000114440918,49.1,23.5,12,6,4.7600002288818359,2.2999999523162842]
[null,null,null,null,null,null,null,null,null,null,null,null,null,null,null,null,null,null,null,null,null,null,null,null,null,null,null,null,null,null,null,null,null,null,null,null,null,null,null,null,null,242,"UL 150x100x22.4 Kg/m","UL","L",null,22.399999618530273,150,100,12,12,28.559999465942383,642,228,4.7399997711181641,2.8299999237060547,63.4,30.100000381469727,12,8.5,4.880000114440918,2.4100000858306885]
[null,null,null,null,null,null,null,null,null,null,null,null,null,null,null,null,null,null,null,null,null,null,null,null,null,null,null,null,null,null,null,null,null,null,null,null,null,null,null,null,null,243,"UL 150x100x27.7 Kg/m","UL","L",null,27.700000762939453,150,100,15,15,35.25,782,276,4.7100000381469727,2.7999999523162842,78.2,37,12,8.5,5,2.5299999713897705]
[null,null,null,null,null,null,null,null,null,null,null,null,null,null,null,null,null,null,null,null,null,null,null,null,null,null,null,null,null,null,null,null,null,null,null,null,null,null,null,null,null,244,"ELL 25x25x2.24 Kg/m","ELL","LL",null,2.2000000476837158,25,25,3,3,2.8540000915527344,1.6000000238418579,3.75,0.74733817577362061,1.1461570262908936,0.9,1.4148039817810059,4,2,0.71899998188018799,2.6500000953674316]
[null,null,null,null,null,null,null,null,null,null,null,null,null,null,null,null,null,null,null,null,null,null,null,null,null,null,null,null,null,null,null,null,null,null,null,null,null,null,null,null,null,245,"ELL 25x25x3.54 Kg/m","ELL","LL",null,3.5,25,25,5,5,4.5199999809265137,2.4000000953674316,7.380000114440918,0.72867918014526367,1.2780740261077881,1.41,2.6848359107971191,3.5,2.4000000953674316,0.80000001192092896,2.75]
[null,null,null,null,null,null,null,null,null,null,null,null,null,null,null,null,null,null,null,null,null,null,null,null,null,null,null,null,null,null,null,null,null,null,null,null,null,null,null,null,null,246,"ELL 30x30x2.72 Kg/m","ELL","LL",null,2.7000000476837158,30,30,3,3,3.4539999961853027,2.7999999523162842,6.25,0.90677177906036377,1.3454630374908447,1.32,1.9849770069122314,4,2,0.84399998188018799,3.1500000953674316]
[null,null,null,null,null,null,null,null,null,null,null,null,null,null,null,null,null,null,null,null,null,null,null,null,null,null,null,null,null,null,null,null,null,null,null,null,null,null,null,null,null,247,"ELL 30x30x4.36 Kg/m","ELL","LL",null,4.4000000953674316,30,30,5,5,5.559999942779541,4.3000001907348633,11.930000305175781,0.88146382570266724,1.4648820161819458,2.08,3.6711030006408691,5,2.4000000953674316,0.92000001668930054,3.25]
[null,null,null,null,null,null,null,null,null,null,null,null,null,null,null,null,null,null,null,null,null,null,null,null,null,null,null,null,null,null,null,null,null,null,null,null,null,null,null,null,null,248,"ELL 40x40x3.66 Kg/m","ELL","LL",null,3.7000000476837158,40,40,3,3,4.6719999313354492,7.0999999046325684,14.239999771118164,1.2292799949645996,1.7460609674453735,2.4300000000000002,3.4322090148925781,4.5,2,1.0900000333786011,4.1500000953674316]
[null,null,null,null,null,null,null,null,null,null,null,null,null,null,null,null,null,null,null,null,null,null,null,null,null,null,null,null,null,null,null,null,null,null,null,null,null,null,null,null,null,249,"ELL 40x40x4.84 Kg/m","ELL","LL",null,4.8000001907348633,40,40,4,4,6.1599998474121094,8.8999996185302734,19.670000076293945,1.2046990394592285,1.7870919704437256,3.1,4.6840920448303223,6,2.4000000953674316,1.1200000047683716,4.1999998092651367]
[null,null,null,null,null,null,null,null,null,null,null,null,null,null,null,null,null,null,null,null,null,null,null,null,null,null,null,null,null,null,null,null,null,null,null,null,null,null,null,null,null,250,"ELL 40x40x5.9 Kg/m","ELL","LL",null,5.9000000953674316,40,40,5,5,7.5100002288818359,10.800000190734863,25.979999542236328,1.2014189958572388,1.8600560426712036,3.83,6.1136860847473145,4.5,3,1.1699999570846558,4.25]
[null,null,null,null,null,null,null,null,null,null,null,null,null,null,null,null,null,null,null,null,null,null,null,null,null,null,null,null,null,null,null,null,null,null,null,null,null,null,null,null,null,251,"ELL 40x40x7.04 Kg/m","ELL","LL",null,7,40,40,6,6,8.9600000381469727,12.600000381469727,32.779998779296875,1.1867949962615967,1.9127160310745239,4.51,7.6232562065124512,6,2.4000000953674316,1.2000000476837158,4.3000001907348633]
[null,null,null,null,null,null,null,null,null,null,null,null,null,null,null,null,null,null,null,null,null,null,null,null,null,null,null,null,null,null,null,null,null,null,null,null,null,null,null,null,null,252,"ELL 45x45x5.48 Kg/m","ELL","LL",null,5.5,45,45,4,4,6.9840002059936523,13,27.479999542236328,1.3643300533294678,1.9836829900741577,3.99,5.8472390174865723,6.5,3,1.2400000095367432,4.6999998092651367]
[null,null,null,null,null,null,null,null,null,null,null,null,null,null,null,null,null,null,null,null,null,null,null,null,null,null,null,null,null,null,null,null,null,null,null,null,null,null,null,null,null,253,"ELL 45x45x6.76 Kg/m","ELL","LL",null,6.8000001907348633,45,45,5,5,8.6040000915527344,15.800000190734863,35.959999084472656,1.3559789657592773,2.0444018840789795,4.91,7.5707588195800781,6.5,3,1.2799999713897705,4.75]
[null,null,null,null,null,null,null,null,null,null,null,null,null,null,null,null,null,null,null,null,null,null,null,null,null,null,null,null,null,null,null,null,null,null,null,null,null,null,null,null,null,254,"ELL 50x50x4.66 Kg/m","ELL","LL",null,4.6999998092651367,50,50,3,3,5.9200000762939453,13.699999809265137,26.340000152587891,1.5223560333251953,2.1093049049377441,3.72,5.1143832206726074,7,2.4000000953674316,1.309999942779541,5.1500000953674316]
[null,null,null,null,null,null,null,null,null,null,null,null,null,null,null,null,null,null,null,null,null,null,null,null,null,null,null,null,null,null,null,null,null,null,null,null,null,null,null,null,null,255,"ELL 50x50x6.12 Kg/m","ELL","LL",null,6.0999999046325684,50,50,4,4,7.7839999198913574,18.100000381469727,37.310001373291016,1.5257300138473511,2.1892349720001221,4.99,7.1743807792663574,6.5,3,1.3700000047683716,5.1999998092651367]
[null,null,null,null,null,null,null,null,null,null,null,null,null,null,null,null,null,null,null,null,null,null,null,null,null,null,null,null,null,null,null,null,null,null,null,null,null,null,null,null,null,256,"ELL 50x50x7.54 Kg/m","ELL","LL",null,7.5,50,50,5,5,9.6040000915527344,22.200000762939453,48.659999847412109,1.5203739404678345,2.2510299682617187,6.18,9.2694826126098633,6.5,3,1.4099999666213989,5.25]
[null,null,null,null,null,null,null,null,null,null,null,null,null,null,null,null,null,null,null,null,null,null,null,null,null,null,null,null,null,null,null,null,null,null,null,null,null,null,null,null,null,257,"ELL 50x50x8.86 Kg/m","ELL","LL",null,8.8000001907348633,50,50,6,6,11.288000106811523,25.200000762939453,59.380001068115234,1.4941420555114746,2.2934820652008057,7.08,11.202930450439453,6.5,4.5,1.440000057220459,5.3000001907348633]
[null,null,null,null,null,null,null,null,null,null,null,null,null,null,null,null,null,null,null,null,null,null,null,null,null,null,null,null,null,null,null,null,null,null,null,null,null,null,null,null,null,258,"ELL 60x60x7.36 Kg/m","ELL","LL",null,7.4000000953674316,60,60,4,4,9.3839998245239258,32,62.740001678466797,1.8466349840164185,2.5857610702514648,7.29,10.119830131530762,6.5,3,1.6100000143051147,6.1999998092651367]
[null,null,null,null,null,null,null,null,null,null,null,null,null,null,null,null,null,null,null,null,null,null,null,null,null,null,null,null,null,null,null,null,null,null,null,null,null,null,null,null,null,259,"ELL 60x60x9.1 Kg/m","ELL","LL",null,9.1000003814697266,60,60,5,5,11.604000091552734,39.200000762939453,81.529998779296875,1.8379729986190796,2.6507070064544678,9.0299999999999994,13.045209884643555,6.5,3,1.6599999666213989,6.25]
[null,null,null,null,null,null,null,null,null,null,null,null,null,null,null,null,null,null,null,null,null,null,null,null,null,null,null,null,null,null,null,null,null,null,null,null,null,null,null,null,null,260,"ELL 65x65x10 Kg/m","ELL","LL",null,10,65,65,5,5,12.734000205993652,50.599998474121094,102.55999755859375,1.9933929443359375,2.8379600048065186,10.7,15.194049835205078,8.5,3,1.7699999809265137,6.75]
[null,null,null,null,null,null,null,null,null,null,null,null,null,null,null,null,null,null,null,null,null,null,null,null,null,null,null,null,null,null,null,null,null,null,null,null,null,null,null,null,null,261,"ELL 65x65x11.82 Kg/m","ELL","LL",null,11.800000190734863,65,65,6,6,15.053999900817871,58.799999237060547,125.81999969482422,1.9763449430465698,2.8910269737243652,12.54,18.503219604492187,8.5,4,1.809999942779541,6.8000001907348633]
[null,null,null,null,null,null,null,null,null,null,null,null,null,null,null,null,null,null,null,null,null,null,null,null,null,null,null,null,null,null,null,null,null,null,null,null,null,null,null,null,null,262,"ELL 65x65x15.32 Kg/m","ELL","LL",null,15.300000190734863,65,65,8,8,19.521999359130859,73.599998474121094,175.08000183105469,1.9416760206222534,2.9947459697723389,15.93,25.374370574951172,8.5,6,1.8799999952316284,6.9000000953674316]
[null,null,null,null,null,null,null,null,null,null,null,null,null,null,null,null,null,null,null,null,null,null,null,null,null,null,null,null,null,null,null,null,null,null,null,null,null,null,null,null,null,263,"ELL 70x70x12.76 Kg/m","ELL","LL",null,12.699999809265137,70,70,6,6,16.253999710083008,74.199996948242188,155.02999877929687,2.1365931034088135,3.0883541107177734,14.64,21.236919403076172,8.5,4,1.9299999475479126,7.3000001907348633]
[null,null,null,null,null,null,null,null,null,null,null,null,null,null,null,null,null,null,null,null,null,null,null,null,null,null,null,null,null,null,null,null,null,null,null,null,null,null,null,null,null,264,"ELL 75x75x13.7 Kg/m","ELL","LL",null,13.699999809265137,75,75,6,6,17.454000473022461,92.199996948242187,189.41000366210937,2.2983601093292236,3.2942459583282471,16.95,24.283559799194336,8.5,4,2.059999942779541,7.8000001907348633]
[null,null,null,null,null,null,null,null,null,null,null,null,null,null,null,null,null,null,null,null,null,null,null,null,null,null,null,null,null,null,null,null,null,null,null,null,null,null,null,null,null,265,"ELL 75x75x19.92 Kg/m","ELL","LL",null,19.899999618530273,75,75,9,9,25.379999160766602,128.80000305175781,303.01998901367187,2.2527449131011963,3.4553239345550537,24.17,38.115528106689453,8.5,6,2.1700000762939453,7.9499998092651367]
[null,null,null,null,null,null,null,null,null,null,null,null,null,null,null,null,null,null,null,null,null,null,null,null,null,null,null,null,null,null,null,null,null,null,null,null,null,null,null,null,null,266,"ELL 75x75x26 Kg/m","ELL","LL",null,26,75,75,12,12,33.119998931884766,163.80000305175781,440.42001342773437,2.2238819599151611,3.6466081142425537,31.44,54.373031616210938,8.5,6,2.2899999618530273,8.1000003814697266]
[null,null,null,null,null,null,null,null,null,null,null,null,null,null,null,null,null,null,null,null,null,null,null,null,null,null,null,null,null,null,null,null,null,null,null,null,null,null,null,null,null,267,"ELL 80x80x14.64 Kg/m","ELL","LL",null,14.600000381469727,80,80,6,6,18.653999328613281,112.80000305175781,227.52999877929687,2.459057092666626,3.4924719333648682,19.38,27.413200378417969,8.5,4,2.1800000667572021,8.3000001907348633]
[null,null,null,null,null,null,null,null,null,null,null,null,null,null,null,null,null,null,null,null,null,null,null,null,null,null,null,null,null,null,null,null,null,null,null,null,null,null,null,null,null,268,"ELL 90x90x16.56 Kg/m","ELL","LL",null,16.5,90,90,6,6,21.100000381469727,161.39999389648437,317.510009765625,2.7657349109649658,3.8791348934173584,24.53,34.140460968017578,10,5,2.4200000762939453,9.3000001907348633]
[null,null,null,null,null,null,null,null,null,null,null,null,null,null,null,null,null,null,null,null,null,null,null,null,null,null,null,null,null,null,null,null,null,null,null,null,null,null,null,null,null,269,"ELL 90x90x19.18 Kg/m","ELL","LL",null,19.200000762939453,90,90,7,7,24.440000534057617,186,378.98001098632812,2.7587089538574219,3.9378390312194824,28.44,40.532688140869141,10,5,2.4600000381469727,9.3500003814697266]
[null,null,null,null,null,null,null,null,null,null,null,null,null,null,null,null,null,null,null,null,null,null,null,null,null,null,null,null,null,null,null,null,null,null,null,null,null,null,null,null,null,270,"ELL 90x90x26.6 Kg/m","ELL","LL",null,26.600000381469727,90,90,10,10,34,250,570.45001220703125,2.7116310596466064,4.0960760116577148,38.880000000000003,60.047008514404297,10,7,2.5699999332427979,9.5]
[null,null,null,null,null,null,null,null,null,null,null,null,null,null,null,null,null,null,null,null,null,null,null,null,null,null,null,null,null,null,null,null,null,null,null,null,null,null,null,null,null,271,"ELL 90x90x31.8 Kg/m","ELL","LL",null,31.799999237060547,90,90,12,12,40.599998474121094,296,727.47998046875,2.7001190185546875,4.2329940795898437,46.69,75.779228210449219,11,4.8000001907348633,2.6600000858306885,9.6000003814697266]
[null,null,null,null,null,null,null,null,null,null,null,null,null,null,null,null,null,null,null,null,null,null,null,null,null,null,null,null,null,null,null,null,null,null,null,null,null,null,null,null,null,272,"ELL 90x90x34 Kg/m","ELL","LL",null,34,90,90,13,13,43.419998168945313,312,796.3800048828125,2.6806020736694336,4.2826662063598633,49.45,82.526016235351563,10,7,2.690000057220459,9.6499996185302734]
[null,null,null,null,null,null,null,null,null,null,null,null,null,null,null,null,null,null,null,null,null,null,null,null,null,null,null,null,null,null,null,null,null,null,null,null,null,null,null,null,null,273,"ELL 100x100x21.4 Kg/m","ELL","LL",null,21.399999618530273,100,100,7,7,27.239999771118164,258,513.05999755859375,3.0775580406188965,4.3399271965026855,35.39,49.571449279785156,10,5,2.7100000381469727,10.350000381469727]
[null,null,null,null,null,null,null,null,null,null,null,null,null,null,null,null,null,null,null,null,null,null,null,null,null,null,null,null,null,null,null,null,null,null,null,null,null,null,null,null,null,274,"ELL 100x100x29.8 Kg/m","ELL","LL",null,29.799999237060547,100,100,10,10,38,350,768.8499755859375,3.0348849296569824,4.498103141784668,48.75,73.223922729492188,10,7,2.8199999332427979,10.5]
[null,null,null,null,null,null,null,null,null,null,null,null,null,null,null,null,null,null,null,null,null,null,null,null,null,null,null,null,null,null,null,null,null,null,null,null,null,null,null,null,null,275,"ELL 100x100x35.6 Kg/m","ELL","LL",null,35.599998474121094,100,100,12,12,45.400001525878906,414,970.1500244140625,3.019758939743042,4.622654914855957,58.31,91.523582458496094,12,4.8000001907348633,2.9000000953674316,10.600000381469727]
[null,null,null,null,null,null,null,null,null,null,null,null,null,null,null,null,null,null,null,null,null,null,null,null,null,null,null,null,null,null,null,null,null,null,null,null,null,null,null,null,null,276,"ELL 100x100x38.2 Kg/m","ELL","LL",null,38.200000762939453,100,100,13,13,48.619998931884766,440,1066.6199951171875,3.0082840919494629,4.6837878227233887,62.32,100.152099609375,10,7,2.940000057220459,10.649999618530273]
[null,null,null,null,null,null,null,null,null,null,null,null,null,null,null,null,null,null,null,null,null,null,null,null,null,null,null,null,null,null,null,null,null,null,null,null,null,null,null,null,null,277,"ELL 120x120x29.4 Kg/m","ELL","LL",null,29.399999618530273,120,120,8,8,37.520000457763672,516,1013.1199951171875,3.7084589004516602,5.1963710784912109,58.9,81.703628540039063,12,5,3.2400000095367432,12.399999618530273]
[null,null,null,null,null,null,null,null,null,null,null,null,null,null,null,null,null,null,null,null,null,null,null,null,null,null,null,null,null,null,null,null,null,null,null,null,null,null,null,null,null,278,"ELL 130x130x35.8 Kg/m","ELL","LL",null,35.799999237060547,130,130,9,9,45.479999542236328,732,1452.4200439453125,4.0118560791015625,5.6511402130126953,77.3,107.98670196533203,12,6,3.5299999713897705,13.449999809265137]
[null,null,null,null,null,null,null,null,null,null,null,null,null,null,null,null,null,null,null,null,null,null,null,null,null,null,null,null,null,null,null,null,null,null,null,null,null,null,null,null,null,279,"ELL 130x130x46.8 Kg/m","ELL","LL",null,46.700000762939453,130,130,12,12,59.520000457763672,934,2004.030029296875,3.961338996887207,5.8025689125061035,99.79,147.35490417480469,12,8.5,3.6400001049041748,13.600000381469727]
[null,null,null,null,null,null,null,null,null,null,null,null,null,null,null,null,null,null,null,null,null,null,null,null,null,null,null,null,null,null,null,null,null,null,null,null,null,null,null,null,null,280,"ELL 130x130x57.6 Kg/m","ELL","LL",null,57.5,130,130,15,15,73.5,1136,2631,3.9313840866088867,5.9829659461975098,122.94,191.34530639648437,12,8.5,3.7599999904632568,13.75]
[null,null,null,null,null,null,null,null,null,null,null,null,null,null,null,null,null,null,null,null,null,null,null,null,null,null,null,null,null,null,null,null,null,null,null,null,null,null,null,null,null,281,"ELL 150x150x54.6 Kg/m","ELL","LL",null,54.5,150,150,12,12,69.540000915527344,1480,3042.39990234375,4.613318920135498,6.6144018173217773,136.28,195.02540588378906,14,7,4.1399998664855957,15.600000381469727]
[null,null,null,null,null,null,null,null,null,null,null,null,null,null,null,null,null,null,null,null,null,null,null,null,null,null,null,null,null,null,null,null,null,null,null,null,null,null,null,null,null,282,"ELL 150x150x67.2 Kg/m","ELL","LL",null,67.099998474121094,150,150,15,15,85.480003356933594,1776,3904.4599609375,4.5581560134887695,6.7584681510925293,165.06,247.90229797363281,14,10,4.2399997711181641,15.75]
[null,null,null,null,null,null,null,null,null,null,null,null,null,null,null,null,null,null,null,null,null,null,null,null,null,null,null,null,null,null,null,null,null,null,null,null,null,null,null,null,null,283,"ELL 150x150x83.8 Kg/m","ELL","LL",null,83.699996948242187,150,150,19,19,106.76000213623047,2180,5235.740234375,4.5188088417053223,7.0030088424682617,205.66,328.2593994140625,14,10,4.4000000953674316,15.949999809265137]
[null,null,null,null,null,null,null,null,null,null,null,null,null,null,null,null,null,null,null,null,null,null,null,null,null,null,null,null,null,null,null,null,null,null,null,null,null,null,null,null,null,284,"ELL 175x175x63.6 Kg/m","ELL","LL",null,63.5,175,175,12,12,81.040000915527344,2340,4642.259765625,5.373511791229248,7.5685877799987793,183.24,256.47830200195312,15,11,4.7300000190734863,18.100000381469727]
[null,null,null,null,null,null,null,null,null,null,null,null,null,null,null,null,null,null,null,null,null,null,null,null,null,null,null,null,null,null,null,null,null,null,null,null,null,null,null,null,null,285,"ELL 175x175x78.8 Kg/m","ELL","LL",null,78.699996948242188,175,175,15,15,100.41999816894531,2880,6029.169921875,5.3553290367126465,7.7485189437866211,227.67,330.36550903320312,15,11,4.8499999046325684,18.25]
[null,null,null,null,null,null,null,null,null,null,null,null,null,null,null,null,null,null,null,null,null,null,null,null,null,null,null,null,null,null,null,null,null,null,null,null,null,null,null,null,null,286,"ELL 200x200x90.6 Kg/m","ELL","LL",null,90.5,200,200,15,15,115.5,4360,8814.150390625,6.144014835357666,8.7357320785522461,299.86,424.77850341796875,17,12,5.4600000381469727,20.75]
[null,null,null,null,null,null,null,null,null,null,null,null,null,null,null,null,null,null,null,null,null,null,null,null,null,null,null,null,null,null,null,null,null,null,null,null,null,null,null,null,null,287,"ELL 200x200x119.4 Kg/m","ELL","LL",null,119.19999694824219,200,200,20,20,152,5640,12402.3095703125,6.0914092063903809,9.0329475402832031,393.58,590.5863037109375,17,12,5.6700000762939453,21]
[null,null,null,null,null,null,null,null,null,null,null,null,null,null,null,null,null,null,null,null,null,null,null,null,null,null,null,null,null,null,null,null,null,null,null,null,null,null,null,null,null,288,"ELL 200x200x147.2 Kg/m","ELL","LL",null,147,200,200,25,25,187.5,6840,16318.51953125,6.0398669242858887,9.3290996551513672,483.73,767.9302978515625,17,12,5.8600001335144043,21.25]
[null,null,null,null,null,null,null,null,null,null,null,null,null,null,null,null,null,null,null,null,null,null,null,null,null,null,null,null,null,null,null,null,null,null,null,null,null,null,null,null,null,289,"ELL 250x250x187.4 Kg/m","ELL","LL",null,187.19999694824219,250,250,25,25,238.80000305175781,13900,30549.73046875,7.629396915435791,11.310620307922363,776.54,1163.7989501953125,24,12,7.0999999046325684,26.25]
[null,null,null,null,null,null,null,null,null,null,null,null,null,null,null,null,null,null,null,null,null,null,null,null,null,null,null,null,null,null,null,null,null,null,null,null,null,null,null,null,null,290,"ELL 250x250x256 Kg/m","ELL","LL",null,255.69999694824219,250,250,35,35,325.20001220703125,18220,45744.9296875,7.4851231575012207,11.860309600830078,1038.18,1710.0909423828125,24,18,7.4499998092651367,26.75]
[null,null,null,null,null,null,null,null,null,null,null,null,null,null,null,null,null,null,null,null,null,null,null,null,null,null,null,null,null,null,null,null,null,null,null,null,null,null,null,null,null,291,"ULLL 90x75x22 Kg/m","ULLL","LL",null,22,90,75,9,9,28.079999923706055,218,304.75,2.7863121032714844,3.2943780422210693,34.880000000000003,38.333358764648438,8.5,6,2.75,7.9499998092651367]
[null,null,null,null,null,null,null,null,null,null,null,null,null,null,null,null,null,null,null,null,null,null,null,null,null,null,null,null,null,null,null,null,null,null,null,null,null,null,null,null,null,292,"ULLL 100x75x18.64 Kg/m","ULLL","LL",null,18.600000381469727,100,75,7,7,23.739999771118164,236,226.6199951171875,3.152940034866333,3.0896599292755127,34.01,28.869039535522461,10,5,3.059999942779541,7.8499999046325684]
[null,null,null,null,null,null,null,null,null,null,null,null,null,null,null,null,null,null,null,null,null,null,null,null,null,null,null,null,null,null,null,null,null,null,null,null,null,null,null,null,null,293,"ULLL 100x75x26 Kg/m","ULLL","LL",null,26,100,75,10,10,33,318,348.67001342773437,3.1042490005493164,3.2504949569702148,46.56,43.583599090576172,10,7,3.1700000762939453,8]
[null,null,null,null,null,null,null,null,null,null,null,null,null,null,null,null,null,null,null,null,null,null,null,null,null,null,null,null,null,null,null,null,null,null,null,null,null,null,null,null,null,294,"ULLL 125x75x21.4 Kg/m","ULLL","LL",null,21.399999618530273,125,75,7,7,27.239999771118164,438,228.66999816894531,4.0099000930786133,2.8973701000213623,52.14,29.130329132080078,10,5,4.0999999046325684,7.8499999046325684]
[null,null,null,null,null,null,null,null,null,null,null,null,null,null,null,null,null,null,null,null,null,null,null,null,null,null,null,null,null,null,null,null,null,null,null,null,null,null,null,null,null,295,"ULLL 125x75x29.8 Kg/m","ULLL","LL",null,29.799999237060547,125,75,10,10,38,598,353.98001098632812,3.9669690132141113,3.0520699024200439,72.22,44.246879577636719,10,7,4.2199997901916504,8]
[null,null,null,null,null,null,null,null,null,null,null,null,null,null,null,null,null,null,null,null,null,null,null,null,null,null,null,null,null,null,null,null,null,null,null,null,null,null,null,null,null,296,"ULLL 125x75x38.2 Kg/m","ULLL","LL",null,38.200000762939453,125,75,13,13,48.619998931884766,752,510.760009765625,3.9327960014343262,3.2411520481109619,92.27,62.669498443603516,10,7,4.3499999046325684,8.1499996185302734]
[null,null,null,null,null,null,null,null,null,null,null,null,null,null,null,null,null,null,null,null,null,null,null,null,null,null,null,null,null,null,null,null,null,null,null,null,null,null,null,null,null,297,"ULLL 125x90x32.2 Kg/m","ULLL","LL",null,32.200000762939453,125,90,10,10,41,636,579.33001708984375,3.9385519027709961,3.7590029239654541,74.39,60.982570648193359,10,7,3.9500000476837158,9.5]
[null,null,null,null,null,null,null,null,null,null,null,null,null,null,null,null,null,null,null,null,null,null,null,null,null,null,null,null,null,null,null,null,null,null,null,null,null,null,null,null,null,298,"ULLL 125x90x41.2 Kg/m","ULLL","LL",null,41.099998474121094,125,90,13,13,52.520000457763672,802,815.530029296875,3.9077320098876953,3.9405670166015625,95.14,84.511299133300781,10,7,4.070000171661377,9.6499996185302734]
[null,null,null,null,null,null,null,null,null,null,null,null,null,null,null,null,null,null,null,null,null,null,null,null,null,null,null,null,null,null,null,null,null,null,null,null,null,null,null,null,null,299,"ULLL 150x90x32.8 Kg/m","ULLL","LL",null,32.799999237060547,150,90,9,9,41.880001068115234,970,515.34002685546875,4.8126311302185059,3.5078599452972412,96.52,54.532989501953125,12,6,4.9499998092651367,9.4499998092651367]
[null,null,null,null,null,null,null,null,null,null,null,null,null,null,null,null,null,null,null,null,null,null,null,null,null,null,null,null,null,null,null,null,null,null,null,null,null,null,null,null,null,300,"ULLL 150x90x43 Kg/m","ULLL","LL",null,42.900001525878906,150,90,12,12,54.720001220703125,1238,732.90997314453125,4.7564969062805176,3.6597540378570557,124.67,76.344673156738281,12,8.5,5.070000171661377,9.6000003814697266]
[null,null,null,null,null,null,null,null,null,null,null,null,null,null,null,null,null,null,null,null,null,null,null,null,null,null,null,null,null,null,null,null,null,null,null,null,null,null,null,null,null,301,"ULLL 150x100x34.2 Kg/m","ULLL","LL",null,34.200000762939453,150,100,9,9,43.680000305175781,1004,692.33001708984375,4.7943038940429687,3.9812119007110596,98.05,66.251670837402344,12,6,4.7600002288818359,10.449999809265137]
[null,null,null,null,null,null,null,null,null,null,null,null,null,null,null,null,null,null,null,null,null,null,null,null,null,null,null,null,null,null,null,null,null,null,null,null,null,null,null,null,null,302,"ULLL 150x100x44.8 Kg/m","ULLL","LL",null,44.700000762939453,150,100,12,12,57.119998931884766,1284,973.510009765625,4.7412009239196777,4.128352165222168,126.88,91.840843200683594,12,8.5,4.880000114440918,10.600000381469727]
[null,null,null,null,null,null,null,null,null,null,null,null,null,null,null,null,null,null,null,null,null,null,null,null,null,null,null,null,null,null,null,null,null,null,null,null,null,null,null,null,null,303,"ULLL 150x100x55.4 Kg/m","ULLL","LL",null,55.299999237060547,150,100,15,15,70.5,1564,1310.469970703125,4.7100319862365723,4.3114018440246582,156.4,121.90390014648437,12,8.5,5,10.75]
[null,null,null,null,null,null,null,null,null,null,null,null,null,null,null,null,null,null,null,null,null,null,null,null,null,null,null,null,null,null,null,null,null,null,null,null,null,null,null,null,null,304,"ULLS 75x90x22 Kg/m","ULLS","LL",null,22,75,90,9,9,28.079999923706055,136.19999694824219,505.54000854492187,2.2023680210113525,4.2430567741394043,24.76,53.496208190917969,8.5,6,2,9.4499998092651367]
[null,null,null,null,null,null,null,null,null,null,null,null,null,null,null,null,null,null,null,null,null,null,null,null,null,null,null,null,null,null,null,null,null,null,null,null,null,null,null,null,null,305,"ULLS 75x100x18.64 Kg/m","ULLS","LL",null,18.600000381469727,75,100,7,7,23.739999771118164,113.80000305175781,512.04998779296875,2.1894290447235107,4.6442580223083496,20.07,49.473541259765625,10,5,1.8300000429153442,10.350000381469727]
[null,null,null,null,null,null,null,null,null,null,null,null,null,null,null,null,null,null,null,null,null,null,null,null,null,null,null,null,null,null,null,null,null,null,null,null,null,null,null,null,null,306,"ULLS 75x100x26 Kg/m","ULLS","LL",null,26,75,100,10,10,33,152.19999694824219,762.469970703125,2.1475849151611328,4.8067941665649414,27.37,72.616546630859375,10,7,1.940000057220459,10.5]
[null,null,null,null,null,null,null,null,null,null,null,null,null,null,null,null,null,null,null,null,null,null,null,null,null,null,null,null,null,null,null,null,null,null,null,null,null,null,null,null,null,307,"ULLS 75x125x21.4 Kg/m","ULLS","LL",null,21.399999618530273,75,125,7,7,27.239999771118164,120.80000305175781,977.41998291015625,2.1058619022369385,5.9901409149169922,20.61,76.063819885253906,10,5,1.6399999856948853,12.850000381469727]
[null,null,null,null,null,null,null,null,null,null,null,null,null,null,null,null,null,null,null,null,null,null,null,null,null,null,null,null,null,null,null,null,null,null,null,null,null,null,null,null,null,308,"ULLS 75x125x29.8 Kg/m","ULLS","LL",null,29.799999237060547,75,125,10,10,38,161.60000610351562,1444.5799560546875,2.0621910095214844,6.1656498908996582,28.1,111.12149810791016,10,7,1.75,13]
[null,null,null,null,null,null,null,null,null,null,null,null,null,null,null,null,null,null,null,null,null,null,null,null,null,null,null,null,null,null,null,null,null,null,null,null,null,null,null,null,null,309,"ULLS 75x125x38.2 Kg/m","ULLS","LL",null,38.200000762939453,75,125,13,13,48.619998931884766,202,1967.5,2.0383009910583496,6.3613591194152832,35.880000000000003,149.61979675292969,10,7,1.8700000047683716,13.149999618530273]
[null,null,null,null,null,null,null,null,null,null,null,null,null,null,null,null,null,null,null,null,null,null,null,null,null,null,null,null,null,null,null,null,null,null,null,null,null,null,null,null,null,310,"ULLS 90x125x32.2 Kg/m","ULLS","LL",null,32.200000762939453,90,125,10,10,41,276,1447.9000244140625,2.5945529937744141,5.9426169395446777,40.71,111.37709808349609,10,7,2.2200000286102295,13]
[null,null,null,null,null,null,null,null,null,null,null,null,null,null,null,null,null,null,null,null,null,null,null,null,null,null,null,null,null,null,null,null,null,null,null,null,null,null,null,null,null,311,"ULLS 90x125x41.2 Kg/m","ULLS","LL",null,41.099998474121094,90,125,13,13,52.520000457763672,346,1972.06005859375,2.5667030811309814,6.1277060508728027,51.95,149.96670532226562,10,7,2.3399999141693115,13.149999618530273]
[null,null,null,null,null,null,null,null,null,null,null,null,null,null,null,null,null,null,null,null,null,null,null,null,null,null,null,null,null,null,null,null,null,null,null,null,null,null,null,null,null,312,"ULLS 90x150x32.8 Kg/m","ULLS","LL",null,32.799999237060547,90,150,9,9,41.880001068115234,266,2191.219970703125,2.5202140808105469,7.2333540916442871,37.950000000000003,141.82659912109375,12,6,1.9900000095367432,15.449999809265137]
[null,null,null,null,null,null,null,null,null,null,null,null,null,null,null,null,null,null,null,null,null,null,null,null,null,null,null,null,null,null,null,null,null,null,null,null,null,null,null,null,null,313,"ULLS 90x150x43 Kg/m","ULLS","LL",null,42.900001525878906,90,150,12,12,54.720001220703125,334,2997.18994140625,2.4705870151519775,7.4008898735046387,48.41,192.12739562988281,12,8.5,2.0999999046325684,15.600000381469727]
[null,null,null,null,null,null,null,null,null,null,null,null,null,null,null,null,null,null,null,null,null,null,null,null,null,null,null,null,null,null,null,null,null,null,null,null,null,null,null,null,null,314,"ULLS 100x150x34.2 Kg/m","ULLS","LL",null,34.200000762939453,100,150,9,9,43.680000305175781,362,2189.64990234375,2.878809928894043,7.0802149772644043,47.01,141.72520446777344,12,6,2.2999999523162842,15.449999809265137]
[null,null,null,null,null,null,null,null,null,null,null,null,null,null,null,null,null,null,null,null,null,null,null,null,null,null,null,null,null,null,null,null,null,null,null,null,null,null,null,null,null,315,"ULLS 100x150x44.8 Kg/m","ULLS","LL",null,44.700000762939453,100,150,12,12,57.119998931884766,456,2999.340087890625,2.8254539966583252,7.2463359832763672,60.08,192.26519775390625,12,8.5,2.4100000858306885,15.600000381469727]
[null,null,null,null,null,null,null,null,null,null,null,null,null,null,null,null,null,null,null,null,null,null,null,null,null,null,null,null,null,null,null,null,null,null,null,null,null,null,null,null,null,316,"ULLS 100x150x55.4 Kg/m","ULLS","LL",null,55.299999237060547,100,150,15,15,70.5,552,3894.909912109375,2.7981760501861572,7.432826042175293,73.900000000000006,247.29559326171875,12,8.5,2.5299999713897705,15.75]
[null,null,null,null,null,null,null,null,null,null,null,null,null,null,null,null,null,null,null,null,null,null,null,null,null,null,null,null,null,null,null,null,null,null,null,null,null,null,null,null,null,317,"CCI 50x25x7.72 Kg/m","CCI","CCI",null,7.6999998092651367,50,25,5,6,9.8400001525878906,33.599998474121094,16.040000915527344,1.8478729724884033,1.2765959501266479,13.44,5.8313541412353516,6,3,2.5,2.75]
[null,null,null,null,null,null,null,null,null,null,null,null,null,null,null,null,null,null,null,null,null,null,null,null,null,null,null,null,null,null,null,null,null,null,null,null,null,null,null,null,null,318,"CCI 75x40x13.84 Kg/m","CCI","CCI",null,13.800000190734863,75,40,5,7,17.63599967956543,150.60000610351562,65.680000305175781,2.9222168922424316,1.9298789501190186,40.159999999999997,15.455080032348633,8,4,3.75,4.25]
[null,null,null,null,null,null,null,null,null,null,null,null,null,null,null,null,null,null,null,null,null,null,null,null,null,null,null,null,null,null,null,null,null,null,null,null,null,null,null,null,null,319,"CCI 100x50x18.72 Kg/m","CCI","CCI",null,18.700000762939453,100,50,5,7.5,23.840000152587891,376,128.38999938964844,3.9713740348815918,2.320626974105835,75.2,24.454429626464844,8,4,5,5.25]
[null,null,null,null,null,null,null,null,null,null,null,null,null,null,null,null,null,null,null,null,null,null,null,null,null,null,null,null,null,null,null,null,null,null,null,null,null,null,null,null,null,320,"CCI 125x65x26.8 Kg/m","CCI","CCI",null,26.799999237060547,125,65,6,8,34.220001220703125,848,289.22000122070312,4.9780349731445313,2.9072189331054687,135.68,42.533058166503906,8,4,6.25,6.8000001907348633]
[null,null,null,null,null,null,null,null,null,null,null,null,null,null,null,null,null,null,null,null,null,null,null,null,null,null,null,null,null,null,null,null,null,null,null,null,null,null,null,null,null,321,"CCI 150x75x37.2 Kg/m","CCI","CCI",null,37.200000762939453,150,75,6.5,10,47.419998168945313,1722,555.78997802734375,6.0260930061340332,3.4235439300537109,229.6,71.027900695800781,10,5,7.5,7.8249998092651367]
[null,null,null,null,null,null,null,null,null,null,null,null,null,null,null,null,null,null,null,null,null,null,null,null,null,null,null,null,null,null,null,null,null,null,null,null,null,null,null,null,null,322,"CCI 150x75x48 Kg/m","CCI","CCI",null,47.900001525878906,150,75,9,12.5,61.180000305175781,2100,760.03997802734375,5.8587489128112793,3.5246410369873047,280,95.603118896484375,15,7.5,7.5,7.9499998092651367]
[null,null,null,null,null,null,null,null,null,null,null,null,null,null,null,null,null,null,null,null,null,null,null,null,null,null,null,null,null,null,null,null,null,null,null,null,null,null,null,null,null,323,"CCI 180x75x42.8 Kg/m","CCI","CCI",null,42.700000762939453,180,75,7,10.5,54.400001525878906,2760,596.58001708984375,7.122870922088623,3.311582088470459,306.67,75.997673034667969,11,5.5,9,7.8499999046325684]
[null,null,null,null,null,null,null,null,null,null,null,null,null,null,null,null,null,null,null,null,null,null,null,null,null,null,null,null,null,null,null,null,null,null,null,null,null,null,null,null,null,324,"CCI 200x80x49.2 Kg/m","CCI","CCI",null,49.099998474121094,200,80,7.5,11,62.659999847412109,3900,754.71002197265625,7.889275074005127,3.4705181121826172,390,90.114410400390625,12,6,10,8.375]
[null,null,null,null,null,null,null,null,null,null,null,null,null,null,null,null,null,null,null,null,null,null,null,null,null,null,null,null,null,null,null,null,null,null,null,null,null,null,null,null,null,325,"CCI 200x90x60.6 Kg/m","CCI","CCI",null,60.5,200,90,8,13.5,77.300003051757812,4980,1316.1500244140625,8.0264759063720703,4.1263160705566406,498,140.01559448242187,14,7,10,9.3999996185302734]
[null,null,null,null,null,null,null,null,null,null,null,null,null,null,null,null,null,null,null,null,null,null,null,null,null,null,null,null,null,null,null,null,null,null,null,null,null,null,null,null,null,326,"CCI 250x90x69.2 Kg/m","CCI","CCI",null,69.099998474121094,250,90,9,13,88.139999389648438,8360,1303.9200439453125,9.7390508651733398,3.8462591171264648,668.8,137.98069763183594,14,7,12.5,9.4499998092651367]
[null,null,null,null,null,null,null,null,null,null,null,null,null,null,null,null,null,null,null,null,null,null,null,null,null,null,null,null,null,null,null,null,null,null,null,null,null,null,null,null,null,327,"CCI 250x90x80.4 Kg/m","CCI","CCI",null,80.300003051757813,250,90,11,14.5,102.33999633789062,9360,1548.6099853515625,9.5634641647338867,3.8899929523468018,748.8,162.15849304199219,17,8.5,12.5,9.5500001907348633]
[null,null,null,null,null,null,null,null,null,null,null,null,null,null,null,null,null,null,null,null,null,null,null,null,null,null,null,null,null,null,null,null,null,null,null,null,null,null,null,null,null,328,"CCI 300x90x76.2 Kg/m","CCI","CCI",null,76.099998474121094,300,90,9,13,97.139999389648438,12880,1310.5,11.514869689941406,3.672990083694458,858.67,138.67739868164063,14,7,15,9.4499998092651367]
[null,null,null,null,null,null,null,null,null,null,null,null,null,null,null,null,null,null,null,null,null,null,null,null,null,null,null,null,null,null,null,null,null,null,null,null,null,null,null,null,null,329,"CCI 300x90x87.6 Kg/m","CCI","CCI",null,87.5,300,90,10,15.5,111.48000335693359,14820,1619.1500244140625,11.529899597167969,3.8110570907592773,988,170.43719482421875,19,9.5,15,9.5]
[null,null,null,null,null,null,null,null,null,null,null,null,null,null,null,null,null,null,null,null,null,null,null,null,null,null,null,null,null,null,null,null,null,null,null,null,null,null,null,null,null,330,"CCI 300x90x97.2 Kg/m","CCI","CCI",null,97.099998474121094,300,90,12,16,123.80000305175781,15740,1784.8499755859375,11.275659561157227,3.7969961166381836,1049.33,185.92149353027344,19,9.5,15,9.6000003814697266]
[null,null,null,null,null,null,null,null,null,null,null,null,null,null,null,null,null,null,null,null,null,null,null,null,null,null,null,null,null,null,null,null,null,null,null,null,null,null,null,null,null,331,"CCI 380x100x109 Kg/m","CCI","CCI",null,108.90000152587891,380,100,10.5,16,138.77999877929687,29000,2265.47998046875,14.45557975769043,4.0403299331665039,1526.32,215.24769592285156,18,9,19,10.524999618530273]
[null,null,null,null,null,null,null,null,null,null,null,null,null,null,null,null,null,null,null,null,null,null,null,null,null,null,null,null,null,null,null,null,null,null,null,null,null,null,null,null,null,332,"CCI 380x100x124 Kg/m","CCI","CCI",null,124,380,100,13,16.5,157.91999816894531,31200,2532.389892578125,14.055899620056152,4.0044798851013184,1642.11,237.78300476074219,18,9,19,10.649999618530273]
[null,null,null,null,null,null,null,null,null,null,null,null,null,null,null,null,null,null,null,null,null,null,null,null,null,null,null,null,null,null,null,null,null,null,null,null,null,null,null,null,null,333,"CCI 380x100x134.6 Kg/m","CCI","CCI",null,134.39999389648437,380,100,13,20,171.41999816894531,35200,3054.389892578125,14.32981014251709,4.2211551666259766,1852.63,286.79690551757812,24,12,19,10.649999618530273]
[null,null,null,null,null,null,null,null,null,null,null,null,null,null,null,null,null,null,null,null,null,null,null,null,null,null,null,null,null,null,null,null,null,null,null,null,null,null,null,null,null,334,"CCB 50x25x7.72 Kg/m","CCB","CCB",null,7.6999998092651367,50,25,7.5,11,9.8400001525878906,3900,33.080001831054688,19.908330917358398,1.8336299657821655,1560,13.233610153198242,12,6,2.5,2.5]
[null,null,null,null,null,null,null,null,null,null,null,null,null,null,null,null,null,null,null,null,null,null,null,null,null,null,null,null,null,null,null,null,null,null,null,null,null,null,null,null,null,335,"CCB 75x40x13.84 Kg/m","CCB","CCB",null,13.800000190734863,75,40,7.5,11,17.63599967956543,3900,154.8800048828125,14.870730400085449,2.9634330272674561,1040,38.719551086425781,12,6,3.75,4]
[null,null,null,null,null,null,null,null,null,null,null,null,null,null,null,null,null,null,null,null,null,null,null,null,null,null,null,null,null,null,null,null,null,null,null,null,null,null,null,null,null,336,"CCB 100x50x18.72 Kg/m","CCB","CCB",null,18.700000762939453,100,50,7.5,11,23.840000152587891,3900,337.39999389648437,12.790249824523926,3.7620220184326172,780,67.4805908203125,12,6,5,5]
[null,null,null,null,null,null,null,null,null,null,null,null,null,null,null,null,null,null,null,null,null,null,null,null,null,null,null,null,null,null,null,null,null,null,null,null,null,null,null,null,null,337,"CCB 125x65x26.8 Kg/m","CCB","CCB",null,26.799999237060547,125,65,7.5,11,34.220001220703125,3900,847.70001220703125,10.675600051879883,4.977139949798584,624,130.41459655761719,12,6,6.25,6.5]
[null,null,null,null,null,null,null,null,null,null,null,null,null,null,null,null,null,null,null,null,null,null,null,null,null,null,null,null,null,null,null,null,null,null,null,null,null,null,null,null,null,338,"CCB 150x75x37.2 Kg/m","CCB","CCB",null,37.200000762939453,150,75,7.5,11,47.419998168945313,3900,1526.1199951171875,9.0688352584838867,5.6730079650878906,520,203.48249816894531,12,6,7.5,7.5]
[null,null,null,null,null,null,null,null,null,null,null,null,null,null,null,null,null,null,null,null,null,null,null,null,null,null,null,null,null,null,null,null,null,null,null,null,null,null,null,null,null,339,"CCB 150x75x48 Kg/m","CCB","CCB",null,47.900001525878906,150,75,7.5,11,61.180000305175781,3900,1941.949951171875,7.9841289520263672,5.6339678764343262,520,258.92678833007812,12,6,7.5,7.5]
[null,null,null,null,null,null,null,null,null,null,null,null,null,null,null,null,null,null,null,null,null,null,null,null,null,null,null,null,null,null,null,null,null,null,null,null,null,null,null,null,null,340,"CCB 180x75x42.8 Kg/m","CCB","CCB",null,42.700000762939453,180,75,7.5,11,54.400001525878906,3900,1830.72998046875,8.4670639038085938,5.8011269569396973,433.33,244.09700012207031,12,6,9,7.5]
[null,null,null,null,null,null,null,null,null,null,null,null,null,null,null,null,null,null,null,null,null,null,null,null,null,null,null,null,null,null,null,null,null,null,null,null,null,null,null,null,null,341,"CCB 200x80x49.2 Kg/m","CCB","CCB",null,49.099998474121094,200,80,7.5,11,62.659999847412109,3900,2436.6201171875,7.889275074005127,6.2358942031860352,390,304.5775146484375,12,6,10,8]
[null,null,null,null,null,null,null,null,null,null,null,null,null,null,null,null,null,null,null,null,null,null,null,null,null,null,null,null,null,null,null,null,null,null,null,null,null,null,null,null,null,342,"CCB 200x90x60.6 Kg/m","CCB","CCB",null,60.5,200,90,8,13.5,77.300003051757812,4980,3583.199951171875,8.0264759063720703,6.808413028717041,498,398.13351440429687,14,7,10,9]
[null,null,null,null,null,null,null,null,null,null,null,null,null,null,null,null,null,null,null,null,null,null,null,null,null,null,null,null,null,null,null,null,null,null,null,null,null,null,null,null,null,343,"CCB 250x90x69.2 Kg/m","CCB","CCB",null,69.099998474121094,250,90,9,13,88.139999389648438,8360,4427.3798828125,9.7390508651733398,7.0873980522155762,668.8,491.930908203125,14,7,12.5,9]
[null,null,null,null,null,null,null,null,null,null,null,null,null,null,null,null,null,null,null,null,null,null,null,null,null,null,null,null,null,null,null,null,null,null,null,null,null,null,null,null,null,344,"CCB 250x90x80.4 Kg/m","CCB","CCB",null,80.300003051757813,250,90,11,14.5,102.33999633789062,9360,5115.93017578125,9.5634641647338867,7.0703291893005371,748.8,568.43670654296875,17,8.5,12.5,9]
[null,null,null,null,null,null,null,null,null,null,null,null,null,null,null,null,null,null,null,null,null,null,null,null,null,null,null,null,null,null,null,null,null,null,null,null,null,null,null,null,null,345,"CCB 300x90x76.2 Kg/m","CCB","CCB",null,76.099998474121094,300,90,9,13,97.139999389648438,12880,5083.3701171875,11.514869689941406,7.2339720726013184,858.67,564.81890869140625,14,7,15,9]
[null,null,null,null,null,null,null,null,null,null,null,null,null,null,null,null,null,null,null,null,null,null,null,null,null,null,null,null,null,null,null,null,null,null,null,null,null,null,null,null,null,346,"CCB 300x90x87.6 Kg/m","CCB","CCB",null,87.5,300,90,10,15.5,111.48000335693359,14820,5664.759765625,11.529899597167969,7.1284050941467285,988,629.41802978515625,19,9.5,15,9]
[null,null,null,null,null,null,null,null,null,null,null,null,null,null,null,null,null,null,null,null,null,null,null,null,null,null,null,null,null,null,null,null,null,null,null,null,null,null,null,null,null,347,"CCB 300x90x97.2 Kg/m","CCB","CCB",null,97.099998474121094,300,90,12,16,123.80000305175781,15740,6348.60986328125,11.275659561157227,7.1610879898071289,1049.33,705.401123046875,19,9.5,15,9]
[null,null,null,null,null,null,null,null,null,null,null,null,null,null,null,null,null,null,null,null,null,null,null,null,null,null,null,null,null,null,null,null,null,null,null,null,null,null,null,null,null,348,"CCB 380x100x109 Kg/m","CCB","CCB",null,108.90000152587891,380,100,10.5,16,138.77999877929687,29000,9064.849609375,14.45557975769043,8.0819635391235352,1526.32,906.4852294921875,18,9,19,10]
[null,null,null,null,null,null,null,null,null,null,null,null,null,null,null,null,null,null,null,null,null,null,null,null,null,null,null,null,null,null,null,null,null,null,null,null,null,null,null,null,null,349,"CCB 380x100x124 Kg/m","CCB","CCB",null,124,380,100,13,16.5,157.91999816894531,31200,10420.2587890625,14.055899620056152,8.1230802536010742,1642.11,1042.0260009765625,18,9,19,10]
[null,null,null,null,null,null,null,null,null,null,null,null,null,null,null,null,null,null,null,null,null,null,null,null,null,null,null,null,null,null,null,null,null,null,null,null,null,null,null,null,null,350,"CCB 380x100x134.6 Kg/m","CCB","CCB",null,134.39999389648437,380,100,13,20,171.41999816894531,35200,10849.7998046875,14.45557975769043,7.9557299613952637,1852.63,1084.97998046875,24,12,19,10]
[]
[]
[]
[null,null,null,null,null,null,null,null,null,null,null,null,null,null,null,null,null,null,null,null,null,null,null,null,null,null,null,null,null,null,null,null,null,null,null,null,null,null,null,null,null,null,null,null,null,"Unequal Angles"]
[]
[null,null,null,null,null,null,null,null,null,null,null,null,null,null,null,null,null,null,null,null,null,null,null,null,null,null,null,null,null,null,null,null,null,null,null,null,null,null,null,null,null,null,null,null,null,"TIS / JIS STANDARDS"]
[]
[null,null,null,null,null,null,null,null,null,null,null,null,null,null,null,null,null,null,null,null,null,null,null,null,null,null,null,null,null,null,null,null,null,null,null,null,null,null,null,null,null,null,null,null,null,"(TIS 1227 : 1996 / JIS G3192 : 1990)"]
[]
[null,null,null,null,null,null,null,null,null,null,null,null,null,null,null,null,null,null,null,null,null,null,null,null,null,null,null,null,null,null,null,null,null,null,null,null,null,null,null,null,null,null,null,null,null,"Size & Properties"]
[]
[]
[null,null,null,null,null,null,null,null,null,null,null,null,null,null,null,null,null,null,null,null,null,null,null,null,null,null,null,null,null,null,null,null,null,null,null,null,null,null,null,null,null,"Standard Sectional Dimesion mm.",null,null,null,"Sectional Area cm2","Unit Weight kg/m","Reference"]
[null,null,null,null,null,null,null,null,null,null,null,null,null,null,null,null,null,null,null,null,null,null,null,null,null,null,null,null,null,null,null,null,null,null,null,null,null,null,null,null,null,null,null,null,null,null,null,"Position of Center of Gravity cm. ",null,"Geometrical Moment of Ineryia cm4",null,null,null,"Raidus of Gyration of Area cm.",null,null,null,"Modulus of Section cm3"]
[null,null,null,null,null,null,null,null,null,null,null,null,null,null,null,null,null,null,null,null,null,null,null,null,null,null,null,null,null,null,null,null,null,null,null,null,null,null,null,null,null,"AxB","t","r1","r2",null,null,"Cx","Cy","Ix","Iy","Max ix","Min iy","ix","iy","Max ix","Max iy","Zx","Zy"]
[null,null,null,null,null,null,null,null,null,null,null,null,null,null,null,null,null,null,null,null,null,null,null,null,null,null,null,null,null,null,null,null,null,null,null,null,null,null,null,1,{"$f":"AP1062&\"x\"&AQ1062","v":"90x75x9"},"90x75",9,8.5,6,14.04,11,2.75,2.0099999999999998,109,68.099999999999994,143,34.1,2.78,2.2000000000000002,3.19,1.56,17.399999999999999,12.4]
[null,null,null,null,null,null,null,null,null,null,null,null,null,null,null,null,null,null,null,null,null,null,null,null,null,null,null,null,null,null,null,null,null,null,null,null,null,null,null,2,{"$f":"AP1063&\"x\"&AQ1063","v":"100x75x7"},"100x75",7,10,5,11.87,9.32,3.06,1.83,118,57,144,30.8,3.15,2.19,3.49,1.61,17,10.1]
[null,null,null,null,null,null,null,null,null,null,null,null,null,null,null,null,null,null,null,null,null,null,null,null,null,null,null,null,null,null,null,null,null,null,null,null,null,null,null,3,"100x75x10","100x75",10,10,7,16.5,13,3.17,1.94,159,76.099999999999994,194,41.3,3.11,2.15,3.43,1.58,23.3,13.7]
[null,null,null,null,null,null,null,null,null,null,null,null,null,null,null,null,null,null,null,null,null,null,null,null,null,null,null,null,null,null,null,null,null,null,null,null,null,null,null,4,"125x75x7","125x75",7,10,5,13.62,10.7,4.0999999999999996,1.64,219,60.4,243,36.4,4.01,2.11,4.2300000000000004,1.64,26.1,10.3]
[null,null,null,null,null,null,null,null,null,null,null,null,null,null,null,null,null,null,null,null,null,null,null,null,null,null,null,null,null,null,null,null,null,null,null,null,null,null,null,5,"125x75x10","125x75",10,10,7,19,14.9,4.22,1.75,299,80.8,330,49,3.96,2.06,4.17,1.61,36.1,14.1]
[null,null,null,null,null,null,null,null,null,null,null,null,null,null,null,null,null,null,null,null,null,null,null,null,null,null,null,null,null,null,null,null,null,null,null,null,null,null,null,6,"125x75x13","125x75",13,10,7,24.31,19.100000000000001,4.3499999999999996,1.87,376,101,415,61.9,3.93,2.04,4.13,1.6,46.1,17.899999999999999]
[null,null,null,null,null,null,null,null,null,null,null,null,null,null,null,null,null,null,null,null,null,null,null,null,null,null,null,null,null,null,null,null,null,null,null,null,null,null,null,7,"125x90x10","125x90",10,10,7,20.5,16.100000000000001,3.95,2.2200000000000002,313,138,380,76.2,3.94,2.59,4.3,1.93,37.200000000000003,20.3]
[null,null,null,null,null,null,null,null,null,null,null,null,null,null,null,null,null,null,null,null,null,null,null,null,null,null,null,null,null,null,null,null,null,null,null,null,null,null,null,8,"125x90x13","125x90",13,10,7,26.26,20.6,4.07,2.34,401,173,477,96.3,3.91,2.57,4.26,1.91,47.5,25.9]
[null,null,null,null,null,null,null,null,null,null,null,null,null,null,null,null,null,null,null,null,null,null,null,null,null,null,null,null,null,null,null,null,null,null,null,null,null,null,null,9,"150x90x9","150x90",9,12,6,20.94,16.399999999999999,4.95,1.99,485,133,537,80.400000000000006,4.8099999999999996,2.52,5.0599999999999996,1.96,48.2,19]
[null,null,null,null,null,null,null,null,null,null,null,null,null,null,null,null,null,null,null,null,null,null,null,null,null,null,null,null,null,null,null,null,null,null,null,null,null,null,null,10,"150x90x12","150x90",12,12,8.5,27.36,21.5,5.07,2.1,619,167,685,102,4.76,2.4700000000000002,5,1.93,62.3,24.3]
[null,null,null,null,null,null,null,null,null,null,null,null,null,null,null,null,null,null,null,null,null,null,null,null,null,null,null,null,null,null,null,null,null,null,null,null,null,null,null,11,"150x100x9","150x100",9,12,6,21.84,17.100000000000001,4.76,2.2999999999999998,502,181,579,104,4.79,2.88,5.15,2.1800000000000002,49.1,23.5]
[null,null,null,null,null,null,null,null,null,null,null,null,null,null,null,null,null,null,null,null,null,null,null,null,null,null,null,null,null,null,null,null,null,null,null,null,null,null,null,12,"150x100x12","150x100",12,12,8.5,28.56,22.4,4.88,2.41,612,223,738,132,4.74,2.83,5.09,2.15,63.4,30.1]
[null,null,null,null,null,null,null,null,null,null,null,null,null,null,null,null,null,null,null,null,null,null,null,null,null,null,null,null,null,null,null,null,null,null,null,null,null,null,null,13,"150x100x15","150x100",15,12,8.5,35.25,27.7,5,2.5299999999999998,782,276,897,161,4.71,2.8,5.04,2.14,78.2,37]

{"sheet":"Valley rafter","index":3,"n_rows":1074,"n_cols":69,"rows_kept":1074,"cut":false,"hidden":false,"merged":[[25,64,25,66],[1048,41,1055,41],[1058,41,1059,44],[1058,45,1060,45],[1058,46,1060,46],[1058,47,1058,58],[1059,47,1059,48],[1059,49,1059,52],[1059,53,1059,56],[1059,57,1059,58],[25,61,25,63],[25,43,25,45],[25,46,25,48],[25,49,25,51],[25,52,25,54],[25,55,25,57],[25,58,25,60],[88,41,90,41],[88,42,90,42],[91,41,92,41],[91,42,92,42],[93,41,94,41],[93,42,94,42],[79,41,80,41],[0,1,0,35],[1,1,1,3],[1,5,1,16],[1,17,1,20],[1,22,1,27],[1,28,1,30],[1,32,1,35],[0,36,0,38],[1,36,1,38],[2,36,2,39],[2,43,3,43],[3,1,3,3],[3,5,3,16],[3,17,3,20],[3,22,3,27],[3,28,3,30],[3,32,3,35],[2,1,2,3],[2,5,2,16],[2,17,2,20],[2,22,2,27],[2,28,2,30],[2,32,2,35],[21,1,21,4],[21,6,21,9],[21,13,21,16],[21,18,21,21],[21,25,21,28],[21,30,21,33],[19,1,19,35],[20,1,20,4],[20,6,20,9],[20,13,20,16],[20,18,20,21],[20,25,20,28],[20,30,20,33],[23,1,23,4],[23,6,23,9],[23,25,23,28],[23,30,23,33],[24,25,24,28],[24,30,24,33],[22,1,22,4],[22,6,22,9],[22,13,22,16],[22,18,22,21],[22,25,22,28],[22,30,22,33],[26,1,26,35],[33,1,33,24],[33,25,33,35],[34,1,34,4],[34,6,34,9],[34,13,34,16],[34,18,34,21],[34,25,34,28],[34,29,34,33],[37,1,37,4],[37,6,37,9],[37,25,37,28],[37,30,37,33],[38,25,38,28],[38,30,38,33],[35,46,35,56],[35,57,35,67],[36,1,36,4],[36,6,36,9],[36,13,36,16],[36,18,36,21],[36,25,36,28],[36,30,36,33],[35,1,35,4],[35,6,35,9],[35,13,35,16],[35,18,35,21],[35,25,35,28],[35,30,35,33],[42,1,42,4],[42,6,42,9],[42,13,42,16],[42,18,42,21],[42,25,42,28],[42,30,42,33],[39,25,39,28],[39,30,39,33],[40,25,40,28],[40,30,40,33],[41,25,41,28],[41,30,41,33],[44,23,44,24],[44,25,44,27],[44,30,44,35],[62,41,69,41],[76,41,77,41],[76,42,77,42],[43,1,43,4],[43,6,43,9],[43,13,43,16],[43,18,43,21],[44,1,44,7],[44,8,44,22],[79,42,80,42],[81,41,84,41],[81,42,84,42],[85,41,87,41],[85,42,87,42],[106,41,109,41],[106,42,109,42],[112,41,119,41],[122,41,122,45],[122,46,124,46],[122,47,124,47],[95,41,97,41],[95,42,97,42],[98,41,101,41],[98,42,101,42],[102,41,105,41],[102,42,105,42],[122,48,122,55],[123,41,124,41],[123,42,124,42],[123,43,124,43],[123,44,124,44],[123,45,124,45],[123,48,123,49],[123,50,123,51],[123,52,123,53],[123,54,123,55],[204,41,211,41],[214,41,216,41],[214,42,215,43],[214,44,214,53],[214,54,216,54],[214,55,216,55],[143,41,150,41],[153,41,154,44],[153,45,155,45],[153,46,155,46],[153,47,153,58],[154,47,154,48],[154,49,154,52],[154,53,154,56],[154,57,154,58],[214,56,214,59],[214,60,214,63],[214,64,214,67],[214,68,216,68],[215,44,215,45],[215,46,215,47],[215,48,215,49],[215,50,215,51],[215,52,215,53],[215,56,215,57],[226,68,228,68],[229,68,230,68],[232,68,235,68],[236,68,237,68],[238,68,239,68],[240,68,244,68],[215,58,215,59],[215,60,215,61],[215,62,215,63],[215,64,215,65],[215,66,215,67],[223,68,224,68],[266,68,268,68],[269,68,271,68],[272,68,274,68],[275,68,277,68],[278,68,281,68],[282,68,284,68],[245,68,247,68],[248,68,249,68],[250,68,254,68],[255,68,257,68],[258,68,259,68],[260,68,265,68],[304,44,306,44],[304,45,306,45],[304,48,304,49],[304,50,305,51],[304,52,305,53],[305,48,305,49],[285,68,286,68],[287,68,288,68],[292,41,299,41],[302,41,302,45],[302,47,306,47],[302,48,303,53],[303,41,303,45],[304,41,306,41],[304,42,306,42],[304,43,306,43],[339,49,339,50],[339,51,339,52],[339,53,339,54],[388,41,395,41],[398,41,398,42],[398,46,398,47],[398,48,398,49],[398,50,398,51],[329,41,336,41],[339,41,339,42],[339,43,340,43],[339,44,340,44],[339,45,339,46],[339,47,339,48],[410,41,415,41],[410,42,415,42],[416,41,420,41],[416,42,420,42],[421,41,423,41],[421,42,423,42],[399,41,399,42],[401,41,404,41],[401,42,404,42],[405,41,406,41],[405,42,406,42],[407,41,409,41],[407,42,409,42],[446,41,447,41],[446,42,447,42],[448,41,449,41],[448,42,449,42],[450,41,456,41],[450,42,456,42],[424,41,426,41],[424,42,426,42],[429,41,436,41],[439,41,439,42],[440,41,440,42],[442,41,445,41],[442,42,445,42],[470,41,473,41],[470,42,473,42],[476,41,483,41],[486,41,489,41],[486,42,486,44],[486,46,486,47],[457,41,460,41],[457,42,460,42],[461,41,465,41],[461,42,465,42],[466,41,469,41],[466,42,469,42],[562,41,562,42],[562,43,563,43],[562,44,563,44],[562,46,562,47],[562,48,563,48],[562,49,563,49],[486,48,486,49],[486,50,486,51],[490,41,491,41],[492,41,493,41],[534,41,541,41],[544,41,545,41],[544,42,546,42],[544,43,544,50],[621,41,636,41],[623,46,631,46],[632,46,636,49],[639,41,646,41],[649,41,650,41],[649,42,650,42],[649,43,649,53],[564,41,568,41],[564,46,578,46],[569,41,578,41],[579,41,588,41],[579,46,591,46],[589,41,603,41],[592,46,604,46],[604,41,620,41],[605,46,613,46],[614,46,622,46]]}
[null,"Valley rafter steel design : ASD",null,null,null,null,null,null,null,null,null,null,null,null,null,null,null,null,null,null,null,null,null,null,null,null,null,null,null,null,null,null,null,null,null,null,"Created & Development"]
[null,"◙ Project",null,null,":","อาคารพานิชย์ 3 ชั้น",null,null,null,null,null,null,null,null,null,null,null,"◙ Date",null,null,null,":",{"$f":"TODAY()","v":"2012-12-09"},null,null,null,null,null,"◙ Time",null,null,":",{"$f":" NOW()","v":41252.775821064817},null,null,null,"Mr. Jirawat Kaewsup",null,null,null,null,null,null,1,null,null,1,4]
[null,"◙ Owner",null,null,":","คุณสมหวัง ดังปรารถนา",null,null,null,null,null,null,null,null,null,null,null,"◙ Engineer",null,null,null,":","นายจิรวัฒน์ แก้วทรัพย์",null,null,null,null,null,"◙ License",null,null,":","ภย.30857",null,null,null,"       Introduction",null,null,null,null,null,null,"E",2040000,null,2,{"$f":"IF(AV2=1,\"RB 6\",IF(AV2=2,\"RB 9\",IF(AV2=3,\"RB 12\",IF(AV2=4,\"RB 15\",IF(AV2=5,\"RB 19\",IF(AV2=6,\"RB 25\",IF(AV2=7,\"RB 28\",IF(AV2=8,\"RB 34\",IF(AV2=9,\"DB 10\",IF(AV2=10,\"DB 12\",IF(AV2=11,\"DB 16\",IF(AV2=12,\"DB 20\",IF(AV2=13,\"DB 22\",IF(AV2=14,\"DB 25\",IF(AV2=15,\"DB 28\",IF(AV2=16,\"DB 32\",IF(AV2=17,\"DB 34\",IF(AV2=18,\"DB 40\"))))))))))))))))))","v":"RB 15"}]
[null,"◙ Location",null,null,":","ตำบลในเมือง อำเภอเมือง จังหวัดนครราชสีมา",null,null,null,null,null,null,null,null,null,null,null,"◙ Valley raf. No.",null,null,null,":","Valley rafter-1",null,null,null,null,null,"◙ Floor",null,null,":","Roof",null,null,null,"   -ออกแบบตามมาตรฐาน AISC หรือ ว.ส.ท.",null,null,null,null,null,null,null,2100000,null,3,"Fe-24"]
[null,null,null,null,null,null,null,null,null,null,null,null,null,null,null,null,null,null,null,null,null,null,null,null,null,null,null,null,null,null,null,null,null,null,null,null,"   -Allowable Stress Design : ASD",null,null,null,null,null,null,"ɵ",{"$f":"ATAN(AE21/AE22)","v":0.49919920729854772},null,4,"Fe-30"]
[null,null,null,null,null,null,null,null,null,null,null,null,null,null,null,null,null,null,null,null,null,null,null,null,null,null,null,null,null,null,null,null,null,null,null,null,"   -ป้อนข้อมูลเฉพาะตัวอักษรหรือตัวเลขสีน้ำเงิน",null,null,null,null,null,null,null,{"$f":"SQRT((AE21^2)+(AE22^2))","v":5.4102310486706573},"m.","Yes"]
[null,null,null,null,null,null,null,null,null,null,null,null,null,null,null,null,null,null,null,null,null,null,null,null,null,null,null,null,null,null,null,null,null,null,null,null,null,null,null,null,null,null,null,null,{"$f":"AE23/COS(AS5)","v":1.4806948133203905},"m.","No"]
[null,null,null,null,null,null,null,null,null,null,null,null,null,null,null,null,null,null,null,null,null,null,null,null,null,null,null,null,null,null,null,null,null,null,null,null,null,null,null,null,null,null,null,null,{"$f":"AS6-AS7","v":3.929536235350267},"m."]
[null,null,null,null,null,null,null,null,null,null,null,null,null,null,null,null,null,null,null,null,null,null,null,null,null,null,null,null,null,null,null,null,null,null,null,null,null,null,null,null,null,null,{"$f":"IF(AR2=1,\"Use : C-Light Lip Channel\",IF(AR2=2,\"Use : Square Tube\",IF(AR2=3,\"Use : Rectangular Tube\",IF(AR2=4,\"Use : Equal leg Angel\",IF(AR2=5,\"Use : C-Channel\",IF(AR2=6,\"Use : WF-Wide Flange\",IF(AR2=7,\"Use : I-Beam\",IF(AR2=8,\"Use : Unequal leg Angel\"))))))))","v":"Use : C-Light Lip Channel"}]
[]
[]
[]
[]
[]
[]
[]
[]
[]
[]
[null,"Input Data"]
[null,"Use Steel Grade",null,null,null," =","Fe-24",null,null,null,null,null,null,"Weight of vall.",null,null,null," =",15,null,null,null,"kg./m.",null,null,"H",null,null,null," =",2.59,null,null,null,"m."]
[null,"Es",null,null,null," =",2100000,null,null,null,"kg./cm.2",null,null,"Weight tranfer.",null,null,null," =",433.25,null,null,null,"kg./m.",null,null,"L1",null,null,null," =",{"$f":"AE23+AE24","v":4.75},null,null,null,"m."]
[null,"Fy",null,null,null," =",{"$f":"IF(G21=\"Fe-24\",2400,IF(G21=\"Fe-30\",3000))","v":2400},null,null,null,"kg./cm.2",null,null,"Weight average",null,null,null," =",{"$f":"(S22*COS(AS5))+(S21*COS(AS5))","v":393.54834957060859},null,null,null,"kg./m.",null,null,"L2",null,null,null," =",1.3,null,null,null,"m."]
[null,"Fb",null,null,null," =",{"$f":"0.6*G23","v":1440},null,null,null,"kg./cm.2",null,null,null,null,null,null,null,null,null,null,null,null,null,null,"L3",null,null,null," =",3.45,null,null,null,"m."]
[null,null,null,null,null,null,null,null,null,null,null,null,null,null,null,null,null,null,null,null,null,null,null,null,null,"D",null,null,null," =",{"$f":"Rafter!AE24","v":2},null,null,null,"m."]
[null,null,null,null,null,null,null,null,null,null,null,null,null,null,null,null,null,null,null,null,null,null,null,null,null,null,null,null,null,null,null,null,null,null,null,null,null,null,null,null,null,null,null,"C-Light Lip Channel",null,null,"Square Tube",null,null,"Rectangular Tube",null,null,"Equal leg Angle",null,null,"C-Channel",null,null,"WF-Wide Flange",null,null,"I-Beam",null,null,"Unequal leg Angle"]
[null,"Analysis & Design",null,null,null,null,null,null,null,null,null,null,null,null,null,null,null,null,null,null,null,null,null,null,null,null,null,null,null,null,null,null,null,null,null,null,null,null,null,null,null,null,null,"Ix",{"$f":"IF(AND(AR2=1,AD35=AO342),VLOOKUP(1,AN342:BC386,9,FALSE),IF(AND(AR2=1,AD35=AO343),VLOOKUP(2,AN342:BC386,9,FALSE),IF(AND(AR2=1,AD35=AO344),VLOOKUP(3,AN342:BC386,9,FALSE),IF(AND(AR2=1,AD35=AO345),VLOOKUP(4,AN342:BC386,9,FALSE),IF(AND(AR2=1,AD35=AO346),VLOOKUP(5,AN342:BC386,9,FALSE),IF(AND(AR2=1,AD35=AO347),VLOOKUP(6,AN342:BC386,9,FALSE),IF(AND(AR2=1,AD35=AO348),VLOOKUP(7,AN342:BC386,9,FALSE),IF(AND(AR2=1,AD35=AO349),VLOOKUP(8,AN342:BC386,9,FALSE),IF(AND(AR2=1,AD35=AO350),VLOOKUP(9,AN342:BC386,9,FALSE),IF(AND(AR2=1,AD35=AO351),VLOOKUP(10,AN342:BC386,9,FALSE),IF(AND(AR2=1,AD35=AO352),VLOOKUP(11,AN342:BC386,9,FALSE),IF(AND(AR2=1,AD35=AO353),VLOOKUP(12,AN342:BC386,9,FALSE),IF(AND(AR2=1,AD35=AO354),VLOOKUP(13,AN342:BC386,9,FALSE),IF(AND(AR2=1,AD35=AO355),VLOOKUP(14,AN342:BC386,9,FALSE),IF(AND(AR2=1,AD35=AO356),VLOOKUP(15,AN342:BC386,9,FALSE),IF(AND(AR2=1,AD35=AO357),VLOOKUP(16,AN342:BC386,9,FALSE),IF(AND(AR2=1,AD35=AO358),VLOOKUP(17,AN342:BC386,9,FALSE),IF(AND(AR2=1,AD35=AO359),VLOOKUP(18,AN342:BC386,9,FALSE),IF(AND(AR2=1,AD35=AO360),VLOOKUP(19,AN342:BC386,9,FALSE),IF(AND(AR2=1,AD35=AO361),VLOOKUP(20,AN342:BC386,9,FALSE),IF(AND(AR2=1,AD35=AO362),VLOOKUP(21,AN342:BC386,9,FALSE),IF(AND(AR2=1,AD35=AO363),VLOOKUP(22,AN342:BC386,9,FALSE),IF(AND(AR2=1,AD35=AO364),VLOOKUP(23,AN342:BC386,9,FALSE),IF(AND(AR2=1,AD35=AO365),VLOOKUP(24,AN342:BC386,9,FALSE),IF(AND(AR2=1,AD35=AO366),VLOOKUP(25,AN342:BC386,9,FALSE),IF(AND(AR2=1,AD35=AO367),VLOOKUP(26,AN342:BC386,9,FALSE),IF(AND(AR2=1,AD35=AO368),VLOOKUP(27,AN342:BC386,9,FALSE),IF(AND(AR2=1,AD35=AO369),VLOOKUP(28,AN342:BC386,9,FALSE),IF(AND(AR2=1,AD35=AO370),VLOOKUP(29,AN342:BC386,9,FALSE),IF(AND(AR2=1,AD35=AO371),VLOOKUP(30,AN342:BC386,9,FALSE),IF(AND(AR2=1,AD35=AO372),VLOOKUP(31,AN342:BC386,9,FALSE),IF(AND(AR2=1,AD35=AO373),VLOOKUP(32,AN342:BC386,9,FALSE),IF(AND(AR2=1,AD35=AO374),VLOOKUP(33,AN342:BC386,9,FALSE),IF(AND(AR2=1,AD35=AO375),VLOOKUP(34,AN342:BC386,9,FALSE),IF(AND(AR2=1,AD35=AO376),VLOOKUP(35,AN342:BC386,9,FALSE),IF(AND(AR2=1,AD35=AO377),VLOOKUP(36,AN342:BC386,9,FALSE),IF(AND(AR2=1,AD35=AO378),VLOOKUP(37,AN342:BC386,9,FALSE),IF(AND(AR2=1,AD35=AO379),VLOOKUP(38,AN342:BC386,9,FALSE),IF(AND(AR2=1,AD35=AO380),VLOOKUP(39,AN342:BC386,9,FALSE),IF(AND(AR2=1,AD35=AO381),VLOOKUP(40,AN342:BC386,9,FALSE),IF(AND(AR2=1,AD35=AO382),VLOOKUP(41,AN342:BC386,9,FALSE),IF(AND(AR2=1,AD35=AO383),VLOOKUP(42,AN342:BC386,9,FALSE),IF(AND(AR2=1,AD35=AO384),VLOOKUP(43,AN342:BC386,9,FALSE),IF(AND(AR2=1,AD35=AO385),VLOOKUP(44,AN342:BC386,9,FALSE),IF(AND(AR2=1,AD35=AO386),VLOOKUP(45,AN342:BC386,9,FALSE))))))))))))))))))))))))))))))))))))))))))))))","v":217},"cm4","Ix",{"$f":"IF(AND(AR2=2,AD35=AO443),VLOOKUP(1,AN443:AW474,8,FALSE),IF(AND(AR2=2,AD35=AO444),VLOOKUP(2,AN443:AW474,8,FALSE),IF(AND(AR2=2,AD35=AO445),VLOOKUP(3,AN443:AW474,8,FALSE),IF(AND(AR2=2,AD35=AO446),VLOOKUP(4,AN443:AW474,8,FALSE),IF(AND(AR2=2,AD35=AO447),VLOOKUP(5,AN443:AW474,8,FALSE),IF(AND(AR2=2,AD35=AO448),VLOOKUP(6,AN443:AW474,8,FALSE),IF(AND(AR2=2,AD35=AO449),VLOOKUP(7,AN443:AW474,8,FALSE),IF(AND(AR2=2,AD35=AO450),VLOOKUP(8,AN443:AW474,8,FALSE),IF(AND(AR2=2,AD35=AO451),VLOOKUP(9,AN443:AW474,8,FALSE),IF(AND(AR2=2,AD35=AO452),VLOOKUP(10,AN443:AW474,8,FALSE),IF(AND(AR2=2,AD35=AO453),VLOOKUP(11,AN443:AW474,8,FALSE),IF(AND(AR2=2,AD35=AO454),VLOOKUP(12,AN443:AW474,8,FALSE),IF(AND(AR2=2,AD35=AO455),VLOOKUP(13,AN443:AW474,8,FALSE),IF(AND(AR2=2,AD35=AO456),VLOOKUP(14,AN443:AW474,8,FALSE),IF(AND(AR2=2,AD35=AO457),VLOOKUP(15,AN443:AW474,8,FALSE),IF(AND(AR2=2,AD35=AO458),VLOOKUP(16,AN443:AW474,8,FALSE),IF(AND(AR2=2,AD35=AO459),VLOOKUP(17,AN443:AW474,8,FALSE),IF(AND(AR2=2,AD35=AO460),VLOOKUP(18,AN443:AW474,8,FALSE),IF(AND(AR2=2,AD35=AO461),VLOOKUP(19,AN443:AW474,8,FALSE),IF(AND(AR2=2,AD35=AO462),VLOOKUP(20,AN443:AW474,8,FALSE),IF(AND(AR2=2,AD35=AO463),VLOOKUP(21,AN443:AW474,8,FALSE),IF(AND(AR2=2,AD35=AO464),VLOOKUP(22,AN443:AW474,8,FALSE),IF(AND(AR2=2,AD35=AO465),VLOOKUP(23,AN443:AW474,8,FALSE),IF(AND(AR2=2,AD35=AO466),VLOOKUP(24,AN443:AW474,8,FALSE),IF(AND(AR2=2,AD35=AO467),VLOOKUP(25,AN443:AW474,8,FALSE),IF(AND(AR2=2,AD35=AO468),VLOOKUP(26,AN443:AW474,8,FALSE),IF(AND(AR2=2,AD35=AO469),VLOOKUP(27,AN443:AW474,8,FALSE),IF(AND(AR2=2,AD35=AO470),VLOOKUP(28,AN443:AW474,8,FALSE),IF(AND(AR2=2,AD35=AO471),VLOOKUP(29,AN443:AW474,8,FALSE),IF(AND(AR2=2,AD35=AO472),VLOOKUP(30,AN443:AW474,8,FALSE),IF(AND(AR2=2,AD35=AO473),VLOOKUP(31,AN443:AW474,8,FALSE),IF(AND(AR2=2,AD35=AO474),VLOOKUP(32,AN443:AW474,8,FALSE)))))))))))))))))))))))))))))))))","v":false},"cm4","Ix",{"$f":"IF(AND(AR2=3,AD35=AO402),VLOOKUP(1,AN402:AZ427,8,FALSE),IF(AND(AR2=3,AD35=AO403),VLOOKUP(2,AN402:AZ427,8,FALSE),IF(AND(AR2=3,AD35=AO404),VLOOKUP(3,AN402:AZ427,8,FALSE),IF(AND(AR2=3,AD35=AO405),VLOOKUP(4,AN402:AZ427,8,FALSE),IF(AND(AR2=3,AD35=AO406),VLOOKUP(5,AN402:AZ427,8,FALSE),IF(AND(AR2=3,AD35=AO407),VLOOKUP(6,AN402:AZ427,8,FALSE),IF(AND(AR2=3,AD35=AO408),VLOOKUP(7,AN402:AZ427,8,FALSE),IF(AND(AR2=3,AD35=AO409),VLOOKUP(8,AN402:AZ427,8,FALSE),IF(AND(AR2=3,AD35=AO410),VLOOKUP(9,AN402:AZ427,8,FALSE),IF(AND(AR2=3,AD35=AO411),VLOOKUP(10,AN402:AZ427,8,FALSE),IF(AND(AR2=3,AD35=AO412),VLOOKUP(11,AN402:AZ427,8,FALSE),IF(AND(AR2=3,AD35=AO413),VLOOKUP(12,AN402:AZ427,8,FALSE),IF(AND(AR2=3,AD35=AO414),VLOOKUP(13,AN402:AZ427,8,FALSE),IF(AND(AR2=3,AD35=AO415),VLOOKUP(14,AN402:AZ427,8,FALSE),IF(AND(AR2=3,AD35=AO416),VLOOKUP(15,AN402:AZ427,8,FALSE),IF(AND(AR2=3,AD35=AO417),VLOOKUP(16,AN402:AZ427,8,FALSE),IF(AND(AR2=3,AD35=AO418),VLOOKUP(17,AN402:AZ427,8,FALSE),IF(AND(AR2=3,AD35=AO419),VLOOKUP(18,AN402:AZ427,8,FALSE),IF(AND(AR2=3,AD35=AO420),VLOOKUP(19,AN402:AZ427,8,FALSE),IF(AND(AR2=3,AD35=AO421),VLOOKUP(20,AN402:AZ427,8,FALSE),IF(AND(AR2=3,AD35=AO422),VLOOKUP(21,AN402:AZ427,8,FALSE),IF(AND(AR2=3,AD35=AO423),VLOOKUP(22,AN402:AZ427,8,FALSE),IF(AND(AR2=3,AD35=AO424),VLOOKUP(23,AN402:AZ427,8,FALSE),IF(AND(AR2=3,AD35=AO425),VLOOKUP(24,AN402:AZ427,8,FALSE),IF(AND(AR2=3,AD35=AO426),VLOOKUP(25,AN402:AZ427,8,FALSE),IF(AND(AR2=3,AD35=AO427),VLOOKUP(26,AN402:AZ427,8,FALSE)))))))))))))))))))))))))))","v":false},"cm4","Ix",{"$f":"IF(AND(AR2=4,AD35=AO157),VLOOKUP(1,AN157:BG202,11,FALSE),IF(AND(AR2=4,AD35=AO158),VLOOKUP(2,AN157:BG202,11,FALSE),IF(AND(AR2=4,AD35=AO159),VLOOKUP(3,AN157:BG202,11,FALSE),IF(AND(AR2=4,AD35=AO160),VLOOKUP(4,AN157:BG202,11,FALSE),IF(AND(AR2=4,AD35=AO161),VLOOKUP(5,AN157:BG202,11,FALSE),IF(AND(AR2=4,AD35=AO162),VLOOKUP(6,AN157:BG202,11,FALSE),IF(AND(AR2=4,AD35=AO163),VLOOKUP(7,AN157:BG202,11,FALSE),IF(AND(AR2=4,AD35=AO164),VLOOKUP(8,AN157:BG202,11,FALSE),IF(AND(AR2=4,AD35=AO165),VLOOKUP(9,AN157:BG202,11,FALSE),IF(AND(AR2=4,AD35=AO166),VLOOKUP(10,AN157:BG202,11,FALSE),IF(AND(AR2=4,AD35=AO167),VLOOKUP(11,AN157:BG202,11,FALSE),IF(AND(AR2=4,AD35=AO168),VLOOKUP(12,AN157:BG202,11,FALSE),IF(AND(AR2=4,AD35=AO169),VLOOKUP(13,AN157:BG202,11,FALSE),IF(AND(AR2=4,AD35=AO170),VLOOKUP(14,AN157:BG202,11,FALSE),IF(AND(AR2=4,AD35=AO171),VLOOKUP(15,AN157:BG202,11,FALSE),IF(AND(AR2=4,AD35=AO172),VLOOKUP(16,AN157:BG202,11,FALSE),IF(AND(AR2=4,AD35=AO173),VLOOKUP(17,AN157:BG202,11,FALSE),IF(AND(AR2=4,AD35=AO174),VLOOKUP(18,AN157:BG202,11,FALSE),IF(AND(AR2=4,AD35=AO175),VLOOKUP(19,AN157:BG202,11,FALSE),IF(AND(AR2=4,AD35=AO176),VLOOKUP(20,AN157:BG202,11,FALSE),IF(AND(AR2=4,AD35=AO177),VLOOKUP(21,AN157:BG202,11,FALSE),IF(AND(AR2=4,AD35=AO178),VLOOKUP(22,AN157:BG202,11,FALSE),IF(AND(AR2=4,AD35=AO179),VLOOKUP(23,AN157:BG202,11,FALSE),IF(AND(AR2=4,AD35=AO180),VLOOKUP(24,AN157:BG202,11,FALSE),IF(AND(AR2=4,AD35=AO181),VLOOKUP(25,AN157:BG202,11,FALSE),IF(AND(AR2=4,AD35=AO182),VLOOKUP(26,AN157:BG202,11,FALSE),IF(AND(AR2=4,AD35=AO183),VLOOKUP(27,AN157:BG202,11,FALSE),IF(AND(AR2=4,AD35=AO184),VLOOKUP(28,AN157:BG202,11,FALSE),IF(AND(AR2=4,AD35=AO185),VLOOKUP(29,AN157:BG202,11,FALSE),IF(AND(AR2=4,AD35=AO186),VLOOKUP(30,AN157:BG202,11,FALSE),IF(AND(AR2=4,AD35=AO187),VLOOKUP(31,AN157:BG202,11,FALSE),IF(AND(AR2=4,AD35=AO188),VLOOKUP(32,AN157:BG202,11,FALSE),IF(AND(AR2=4,AD35=AO189),VLOOKUP(33,AN157:BG202,11,FALSE),IF(AND(AR2=4,AD35=AO190),VLOOKUP(34,AN157:BG202,11,FALSE),IF(AND(AR2=4,AD35=AO191),VLOOKUP(35,AN157:BG202,11,FALSE),IF(AND(AR2=4,AD35=AO192),VLOOKUP(36,AN157:BG202,11,FALSE),IF(AND(AR2=4,AD35=AO193),VLOOKUP(37,AN157:BG202,11,FALSE),IF(AND(AR2=4,AD35=AO194),VLOOKUP(38,AN157:BG202,11,FALSE),IF(AND(AR2=4,AD35=AO195),VLOOKUP(39,AN157:BG202,11,FALSE),IF(AND(AR2=4,AD35=AO196),VLOOKUP(40,AN157:BG202,11,FALSE),IF(AND(AR2=4,AD35=AO197),VLOOKUP(41,AN157:BG202,11,FALSE),IF(AND(AR2=4,AD35=AO198),VLOOKUP(42,AN157:BG202,11,FALSE),IF(AND(AR2=4,AD35=AO199),VLOOKUP(43,AN157:BG202,11,FALSE),IF(AND(AR2=4,AD35=AO200),VLOOKUP(44,AN157:BG202,11,FALSE),IF(AND(AR2=4,AD35=AO201),VLOOKUP(45,AN157:BG202,11,FALSE),IF(AND(AR2=4,AD35=AO202),VLOOKUP(46,AN157:BG202,11,FALSE)))))))))))))))))))))))))))))))))))))))))))))))","v":false},"cm4","Ix",{"$f":"IF(AND(AR2=5,AD35=AO126),VLOOKUP(1,AN126:BD141,12,FALSE),IF(AND(AR2=5,AD35=AO127),VLOOKUP(2,AN126:BD141,12,FALSE),IF(AND(AR2=5,AD35=AO128),VLOOKUP(3,AN126:BD141,12,FALSE),IF(AND(AR2=5,AD35=AO129),VLOOKUP(4,AN126:BD141,12,FALSE),IF(AND(AR2=5,AD35=AO130),VLOOKUP(5,AN126:BD141,12,FALSE),IF(AND(AR2=5,AD35=AO131),VLOOKUP(6,AN126:BD141,12,FALSE),IF(AND(AR2=5,AD35=AO132),VLOOKUP(7,AN126:BD141,12,FALSE),IF(AND(AR2=5,AD35=AO133),VLOOKUP(8,AN126:BD141,12,FALSE),IF(AND(AR2=5,AD35=AO134),VLOOKUP(9,AN126:BD141,12,FALSE),IF(AND(AR2=5,AD35=AO135),VLOOKUP(10,AN126:BD141,12,FALSE),IF(AND(AR2=5,AD35=AO136),VLOOKUP(11,AN126:BD141,12,FALSE),IF(AND(AR2=5,AD35=AO137),VLOOKUP(12,AN126:BD141,12,FALSE),IF(AND(AR2=5,AD35=AO138),VLOOKUP(13,AN126:BD141,12,FALSE),IF(AND(AR2=5,AD35=AO139),VLOOKUP(14,AN126:BD141,12,FALSE),IF(AND(AR2=5,AD35=AO140),VLOOKUP(15,AN126:BD141,12,FALSE),IF(AND(AR2=5,AD35=AO141),VLOOKUP(16,AN126:BD141,12,FALSE)))))))))))))))))","v":false},"cm4","Ix",{"$f":"IF(AND(AR2=6,AD35=AO218),VLOOKUP(1,AN218:BQ290,18,FALSE),IF(AND(AR2=6,AD35=AO219),VLOOKUP(2,AN218:BQ290,18,FALSE),IF(AND(AR2=6,AD35=AO220),VLOOKUP(3,AN218:BQ290,18,FALSE),IF(AND(AR2=6,AD35=AO221),VLOOKUP(4,AN218:BQ290,18,FALSE),IF(AND(AR2=6,AD35=AO222),VLOOKUP(5,AN218:BQ290,18,FALSE),IF(AND(AR2=6,AD35=AO223),VLOOKUP(6,AN218:BQ290,18,FALSE),IF(AND(AR2=6,AD35=AO224),VLOOKUP(7,AN218:BQ290,18,FALSE),IF(AND(AR2=6,AD35=AO225),VLOOKUP(8,AN218:BQ290,18,FALSE),IF(AND(AR2=6,AD35=AO226),VLOOKUP(9,AN218:BQ290,18,FALSE),IF(AND(AR2=6,AD35=AO227),VLOOKUP(10,AN218:BQ290,18,FALSE),IF(AND(AR2=6,AD35=AO228),VLOOKUP(11,AN218:BQ290,18,FALSE),IF(AND(AR2=6,AD35=AO229),VLOOKUP(12,AN218:BQ290,18,FALSE),IF(AND(AR2=6,AD35=AO230),VLOOKUP(13,AN218:BQ290,18,FALSE),IF(AND(AR2=6,AD35=AO231),VLOOKUP(14,AN218:BQ290,18,FALSE),IF(AND(AR2=6,AD35=AO232),VLOOKUP(15,AN218:BQ290,18,FALSE),IF(AND(AR2=6,AD35=AO233),VLOOKUP(16,AN218:BQ290,18,FALSE),IF(AND(AR2=6,AD35=AO234),VLOOKUP(17,AN218:BQ290,18,FALSE),IF(AND(AR2=6,AD35=AO235),VLOOKUP(18,AN218:BQ290,18,FALSE),IF(AND(AR2=6,AD35=AO236),VLOOKUP(19,AN218:BQ290,18,FALSE),IF(AND(AR2=6,AD35=AO237),VLOOKUP(20,AN218:BQ290,18,FALSE),IF(AND(AR2=6,AD35=AO238),VLOOKUP(21,AN218:BQ290,18,FALSE),IF(AND(AR2=6,AD35=AO239),VLOOKUP(22,AN218:BQ290,18,FALSE),IF(AND(AR2=6,AD35=AO240),VLOOKUP(23,AN218:BQ290,18,FALSE),IF(AND(AR2=6,AD35=AO241),VLOOKUP(24,AN218:BQ290,18,FALSE),IF(AND(AR2=6,AD35=AO242),VLOOKUP(25,AN218:BQ290,18,FALSE),IF(AND(AR2=6,AD35=AO243),VLOOKUP(26,AN218:BQ290,18,FALSE),IF(AND(AR2=6,AD35=AO244),VLOOKUP(27,AN218:BQ290,18,FALSE),IF(AND(AR2=6,AD35=AO245),VLOOKUP(28,AN218:BQ290,18,FALSE),IF(AND(AR2=6,AD35=AO246),VLOOKUP(29,AN218:BQ290,18,FALSE),IF(AND(AR2=6,AD35=AO247),VLOOKUP(30,AN218:BQ290,18,FALSE),IF(AND(AR2=6,AD35=AO248),VLOOKUP(31,AN218:BQ290,18,FALSE),IF(AND(AR2=6,AD35=AO249),VLOOKUP(32,AN218:BQ290,18,FALSE),IF(AND(AR2=6,AD35=AO250),VLOOKUP(33,AN218:BQ290,18,FALSE),IF(AND(AR2=6,AD35=AO251),VLOOKUP(34,AN218:BQ290,18,FALSE),IF(AND(AR2=6,AD35=AO252),VLOOKUP(35,AN218:BQ290,18,FALSE),IF(AND(AR2=6,AD35=AO253),VLOOKUP(36,AN218:BQ290,18,FALSE),IF(AND(AR2=6,AD35=AO254),VLOOKUP(37,AN218:BQ290,18,FALSE),IF(AND(AR2=6,AD35=AO255),VLOOKUP(38,AN218:BQ290,18,FALSE),IF(AND(AR2=6,AD35=AO256),VLOOKUP(39,AN218:BQ290,18,FALSE),IF(AND(AR2=6,AD35=AO257),VLOOKUP(40,AN218:BQ290,18,FALSE),IF(AND(AR2=6,AD35=AO258),VLOOKUP(41,AN218:BQ290,18,FALSE),IF(AND(AR2=6,AD35=AO259),VLOOKUP(42,AN218:BQ290,18,FALSE),IF(AND(AR2=6,AD35=AO260),VLOOKUP(43,AN218:BQ290,18,FALSE),IF(AND(AR2=6,AD35=AO261),VLOOKUP(44,AN218:BQ290,18,FALSE),IF(AND(AR2=6,AD35=AO262),VLOOKUP(45,AN218:BQ290,18,FALSE),IF(AND(AR2=6,AD35=AO263),VLOOKUP(46,AN218:BQ290,18,FALSE),IF(AND(AR2=6,AD35=AO264),VLOOKUP(47,AN218:BQ290,18,FALSE),IF(AND(AR2=6,AD35=AO265),VLOOKUP(48,AN218:BQ290,18,FALSE),IF(AND(AR2=6,AD35=AO266),VLOOKUP(49,AN218:BQ290,18,FALSE),IF(AND(AR2=6,AD35=AO267),VLOOKUP(50,AN218:BQ290,18,FALSE),IF(AND(AR2=6,AD35=AO268),VLOOKUP(51,AN218:BQ290,18,FALSE),IF(AND(AR2=6,AD35=AO269),VLOOKUP(52,AN218:BQ290,18,FALSE),IF(AND(AR2=6,AD35=AO270),VLOOKUP(53,AN218:BQ290,18,FALSE),IF(AND(AR2=6,AD35=AO271),VLOOKUP(54,AN218:BQ290,18,FALSE),IF(AND(AR2=6,AD35=AO272),VLOOKUP(55,AN218:BQ290,18,FALSE),IF(AND(AR2=6,AD35=AO273),VLOOKUP(56,AN218:BQ290,18,FALSE),IF(AND(AR2=6,AD35=AO274),VLOOKUP(57,AN218:BQ290,18,FALSE),IF(AND(AR2=6,AD35=AO275),VLOOKUP(58,AN218:BQ290,18,FALSE),IF(AND(AR2=6,AD35=AO276),VLOOKUP(59,AN218:BQ290,18,FALSE),IF(AND(AR2=6,AD35=AO277),VLOOKUP(60,AN218:BQ290,18,FALSE),IF(AND(AR2=6,AD35=AO278),VLOOKUP(61,AN218:BQ290,18,FALSE),IF(AND(AR2=6,AD35=AO279),VLOOKUP(62,AN218:BQ290,18,FALSE),IF(AND(AR2=6,AD35=AO280),VLOOKUP(63,AN218:BQ290,18,FALSE),IF(AND(AR2=6,AD35=AO281),VLOOKUP(64,AN218:BQ290,18,FALSE)))))))))))))))))))))))))))))))))))))))))))))))))))))))))))))))))","v":false},"cm4","Ix",{"$f":"IF(AND(AR2=7,AD35=AO308),VLOOKUP(1,AN308:BB327,10,FALSE),IF(AND(AR2=7,AD35=AO309),VLOOKUP(2,AN308:BB327,10,FALSE),IF(AND(AR2=7,AD35=AO310),VLOOKUP(3,AN308:BB327,10,FALSE),IF(AND(AR2=7,AD35=AO311),VLOOKUP(4,AN308:BB327,10,FALSE),IF(AND(AR2=7,AD35=AO312),VLOOKUP(5,AN308:BB327,10,FALSE),IF(AND(AR2=7,AD35=AO313),VLOOKUP(6,AN308:BB327,10,FALSE),IF(AND(AR2=7,AD35=AO314),VLOOKUP(7,AN308:BB327,10,FALSE),IF(AND(AR2=7,AD35=AO315),VLOOKUP(8,AN308:BB327,10,FALSE),IF(AND(AR2=7,AD35=AO316),VLOOKUP(9,AN308:BB327,10,FALSE),IF(AND(AR2=7,AD35=AO317),VLOOKUP(10,AN308:BB327,10,FALSE),IF(AND(AR2=7,AD35=AO318),VLOOKUP(11,AN308:BB327,10,FALSE),IF(AND(AR2=7,AD35=AO319),VLOOKUP(12,AN308:BB327,10,FALSE),IF(AND(AR2=7,AD35=AO320),VLOOKUP(13,AN308:BB327,10,FALSE),IF(AND(AR2=7,AD35=AO321),VLOOKUP(14,AN308:BB327,10,FALSE),IF(AND(AR2=7,AD35=AO322),VLOOKUP(15,AN308:BB327,10,FALSE),IF(AND(AR2=7,AD35=AO323),VLOOKUP(16,AN308:BB327,10,FALSE),IF(AND(AR2=7,AD35=AO324),VLOOKUP(17,AN308:BB327,10,FALSE),IF(AND(AR2=7,AD35=AO325),VLOOKUP(18,AN308:BB327,10,FALSE),IF(AND(AR2=7,AD35=AO326),VLOOKUP(19,AN308:BB327,10,FALSE),IF(AND(AR2=7,AD35=AO327),VLOOKUP(20,AN308:BB327,10,FALSE)))))))))))))))))))))","v":false},"cm4","Ix",{"$f":"IF(AND(AR2=8,AD35=AO1062),VLOOKUP(1,AN1062:BG1074,11,FALSE),IF(AND(AR2=8,AD35=AO1063),VLOOKUP(2,AN1062:BG1074,11,FALSE),IF(AND(AR2=8,AD35=AO1064),VLOOKUP(3,AN1062:BG1074,11,FALSE),IF(AND(AR2=8,AD35=AO1065),VLOOKUP(4,AN1062:BG1074,11,FALSE),IF(AND(AR2=8,AD35=AO1066),VLOOKUP(5,AN1062:BG1074,11,FALSE),IF(AND(AR2=8,AD35=AO1067),VLOOKUP(6,AN1062:BG1074,11,FALSE),IF(AND(AR2=8,AD35=AO1068),VLOOKUP(7,AN1062:BG1074,11,FALSE),IF(AND(AR2=8,AD35=AO1069),VLOOKUP(8,AN1062:BG1074,11,FALSE),IF(AND(AR2=8,AD35=AO1070),VLOOKUP(9,AN1062:BG1074,11,FALSE),IF(AND(AR2=8,AD35=AO1071),VLOOKUP(10,AN1062:BG1074,11,FALSE),IF(AND(AR2=8,AD35=AO1072),VLOOKUP(11,AN1062:BG1074,11,FALSE),IF(AND(AR2=8,AD35=AO1073),VLOOKUP(12,AN1062:BG1074,11,FALSE),IF(AND(AR2=8,AD35=AO1074),VLOOKUP(13,AN1062:BG1074,11,FALSE))))))))))))))","v":false},"cm4"]
[null,null,null,null,null,null,null,null,null,null,null,null,null,null,null,null,null,null,null,null,null,null,null,null,null,null,null,null,null,null,null,null,null,null,null,null,null,null,null,null,null,null,null,"Iy",{"$f":"IF(AND(AR2=1,AD35=AO342),VLOOKUP(1,AN342:BC386,10,FALSE),IF(AND(AR2=1,AD35=AO343),VLOOKUP(2,AN342:BC386,10,FALSE),IF(AND(AR2=1,AD35=AO344),VLOOKUP(3,AN342:BC386,10,FALSE),IF(AND(AR2=1,AD35=AO345),VLOOKUP(4,AN342:BC386,10,FALSE),IF(AND(AR2=1,AD35=AO346),VLOOKUP(5,AN342:BC386,10,FALSE),IF(AND(AR2=1,AD35=AO347),VLOOKUP(6,AN342:BC386,10,FALSE),IF(AND(AR2=1,AD35=AO348),VLOOKUP(7,AN342:BC386,10,FALSE),IF(AND(AR2=1,AD35=AO349),VLOOKUP(8,AN342:BC386,10,FALSE),IF(AND(AR2=1,AD35=AO350),VLOOKUP(9,AN342:BC386,10,FALSE),IF(AND(AR2=1,AD35=AO351),VLOOKUP(10,AN342:BC386,10,FALSE),IF(AND(AR2=1,AD35=AO352),VLOOKUP(11,AN342:BC386,10,FALSE),IF(AND(AR2=1,AD35=AO353),VLOOKUP(12,AN342:BC386,10,FALSE),IF(AND(AR2=1,AD35=AO354),VLOOKUP(13,AN342:BC386,10,FALSE),IF(AND(AR2=1,AD35=AO355),VLOOKUP(14,AN342:BC386,10,FALSE),IF(AND(AR2=1,AD35=AO356),VLOOKUP(15,AN342:BC386,10,FALSE),IF(AND(AR2=1,AD35=AO357),VLOOKUP(16,AN342:BC386,10,FALSE),IF(AND(AR2=1,AD35=AO358),VLOOKUP(17,AN342:BC386,10,FALSE),IF(AND(AR2=1,AD35=AO359),VLOOKUP(18,AN342:BC386,10,FALSE),IF(AND(AR2=1,AD35=AO360),VLOOKUP(19,AN342:BC386,10,FALSE),IF(AND(AR2=1,AD35=AO361),VLOOKUP(20,AN342:BC386,10,FALSE),IF(AND(AR2=1,AD35=AO362),VLOOKUP(21,AN342:BC386,10,FALSE),IF(AND(AR2=1,AD35=AO363),VLOOKUP(22,AN342:BC386,10,FALSE),IF(AND(AR2=1,AD35=AO364),VLOOKUP(23,AN342:BC386,10,FALSE),IF(AND(AR2=1,AD35=AO365),VLOOKUP(24,AN342:BC386,10,FALSE),IF(AND(AR2=1,AD35=AO366),VLOOKUP(25,AN342:BC386,10,FALSE),IF(AND(AR2=1,AD35=AO367),VLOOKUP(26,AN342:BC386,10,FALSE),IF(AND(AR2=1,AD35=AO368),VLOOKUP(27,AN342:BC386,10,FALSE),IF(AND(AR2=1,AD35=AO369),VLOOKUP(28,AN342:BC386,10,FALSE),IF(AND(AR2=1,AD35=AO370),VLOOKUP(29,AN342:BC386,10,FALSE),IF(AND(AR2=1,AD35=AO371),VLOOKUP(30,AN342:BC386,10,FALSE),IF(AND(AR2=1,AD35=AO372),VLOOKUP(31,AN342:BC386,10,FALSE),IF(AND(AR2=1,AD35=AO373),VLOOKUP(32,AN342:BC386,10,FALSE),IF(AND(AR2=1,AD35=AO374),VLOOKUP(33,AN342:BC386,10,FALSE),IF(AND(AR2=1,AD35=AO375),VLOOKUP(34,AN342:BC386,10,FALSE),IF(AND(AR2=1,AD35=AO376),VLOOKUP(35,AN342:BC386,10,FALSE),IF(AND(AR2=1,AD35=AO377),VLOOKUP(36,AN342:BC386,10,FALSE),IF(AND(AR2=1,AD35=AO378),VLOOKUP(37,AN342:BC386,10,FALSE),IF(AND(AR2=1,AD35=AO379),VLOOKUP(38,AN342:BC386,10,FALSE),IF(AND(AR2=1,AD35=AO380),VLOOKUP(39,AN342:BC386,10,FALSE),IF(AND(AR2=1,AD35=AO381),VLOOKUP(40,AN342:BC386,10,FALSE),IF(AND(AR2=1,AD35=AO382),VLOOKUP(41,AN342:BC386,10,FALSE),IF(AND(AR2=1,AD35=AO383),VLOOKUP(42,AN342:BC386,10,FALSE),IF(AND(AR2=1,AD35=AO384),VLOOKUP(43,AN342:BC386,10,FALSE),IF(AND(AR2=1,AD35=AO385),VLOOKUP(44,AN342:BC386,10,FALSE),IF(AND(AR2=1,AD35=AO386),VLOOKUP(45,AN342:BC386,10,FALSE))))))))))))))))))))))))))))))))))))))))))))))","v":33.1},"cm4","Iy",{"$f":"IF(AND(AR2=2,AD35=AO443),VLOOKUP(1,AN443:AW474,8,FALSE),IF(AND(AR2=2,AD35=AO444),VLOOKUP(2,AN443:AW474,8,FALSE),IF(AND(AR2=2,AD35=AO445),VLOOKUP(3,AN443:AW474,8,FALSE),IF(AND(AR2=2,AD35=AO446),VLOOKUP(4,AN443:AW474,8,FALSE),IF(AND(AR2=2,AD35=AO447),VLOOKUP(5,AN443:AW474,8,FALSE),IF(AND(AR2=2,AD35=AO448),VLOOKUP(6,AN443:AW474,8,FALSE),IF(AND(AR2=2,AD35=AO449),VLOOKUP(7,AN443:AW474,8,FALSE),IF(AND(AR2=2,AD35=AO450),VLOOKUP(8,AN443:AW474,8,FALSE),IF(AND(AR2=2,AD35=AO451),VLOOKUP(9,AN443:AW474,8,FALSE),IF(AND(AR2=2,AD35=AO452),VLOOKUP(10,AN443:AW474,8,FALSE),IF(AND(AR2=2,AD35=AO453),VLOOKUP(11,AN443:AW474,8,FALSE),IF(AND(AR2=2,AD35=AO454),VLOOKUP(12,AN443:AW474,8,FALSE),IF(AND(AR2=2,AD35=AO455),VLOOKUP(13,AN443:AW474,8,FALSE),IF(AND(AR2=2,AD35=AO456),VLOOKUP(14,AN443:AW474,8,FALSE),IF(AND(AR2=2,AD35=AO457),VLOOKUP(15,AN443:AW474,8,FALSE),IF(AND(AR2=2,AD35=AO458),VLOOKUP(16,AN443:AW474,8,FALSE),IF(AND(AR2=2,AD35=AO459),VLOOKUP(17,AN443:AW474,8,FALSE),IF(AND(AR2=2,AD35=AO460),VLOOKUP(18,AN443:AW474,8,FALSE),IF(AND(AR2=2,AD35=AO461),VLOOKUP(19,AN443:AW474,8,FALSE),IF(AND(AR2=2,AD35=AO462),VLOOKUP(20,AN443:AW474,8,FALSE),IF(AND(AR2=2,AD35=AO463),VLOOKUP(21,AN443:AW474,8,FALSE),IF(AND(AR2=2,AD35=AO464),VLOOKUP(22,AN443:AW474,8,FALSE),IF(AND(AR2=2,AD35=AO465),VLOOKUP(23,AN443:AW474,8,FALSE),IF(AND(AR2=2,AD35=AO466),VLOOKUP(24,AN443:AW474,8,FALSE),IF(AND(AR2=2,AD35=AO467),VLOOKUP(25,AN443:AW474,8,FALSE),IF(AND(AR2=2,AD35=AO468),VLOOKUP(26,AN443:AW474,8,FALSE),IF(AND(AR2=2,AD35=AO469),VLOOKUP(27,AN443:AW474,8,FALSE),IF(AND(AR2=2,AD35=AO470),VLOOKUP(28,AN443:AW474,8,FALSE),IF(AND(AR2=2,AD35=AO471),VLOOKUP(29,AN443:AW474,8,FALSE),IF(AND(AR2=2,AD35=AO472),VLOOKUP(30,AN443:AW474,8,FALSE),IF(AND(AR2=2,AD35=AO473),VLOOKUP(31,AN443:AW474,8,FALSE),IF(AND(AR2=2,AD35=AO474),VLOOKUP(32,AN443:AW474,8,FALSE)))))))))))))))))))))))))))))))))","v":false},"cm4","Iy",{"$f":"IF(AND(AR2=3,AD35=AO402),VLOOKUP(1,AN402:AZ427,9,FALSE),IF(AND(AR2=3,AD35=AO403),VLOOKUP(2,AN402:AZ427,9,FALSE),IF(AND(AR2=3,AD35=AO404),VLOOKUP(3,AN402:AZ427,9,FALSE),IF(AND(AR2=3,AD35=AO405),VLOOKUP(4,AN402:AZ427,9,FALSE),IF(AND(AR2=3,AD35=AO406),VLOOKUP(5,AN402:AZ427,9,FALSE),IF(AND(AR2=3,AD35=AO407),VLOOKUP(6,AN402:AZ427,9,FALSE),IF(AND(AR2=3,AD35=AO408),VLOOKUP(7,AN402:AZ427,9,FALSE),IF(AND(AR2=3,AD35=AO409),VLOOKUP(8,AN402:AZ427,9,FALSE),IF(AND(AR2=3,AD35=AO410),VLOOKUP(9,AN402:AZ427,9,FALSE),IF(AND(AR2=3,AD35=AO411),VLOOKUP(10,AN402:AZ427,9,FALSE),IF(AND(AR2=3,AD35=AO412),VLOOKUP(11,AN402:AZ427,9,FALSE),IF(AND(AR2=3,AD35=AO413),VLOOKUP(12,AN402:AZ427,9,FALSE),IF(AND(AR2=3,AD35=AO414),VLOOKUP(13,AN402:AZ427,9,FALSE),IF(AND(AR2=3,AD35=AO415),VLOOKUP(14,AN402:AZ427,9,FALSE),IF(AND(AR2=3,AD35=AO416),VLOOKUP(15,AN402:AZ427,9,FALSE),IF(AND(AR2=3,AD35=AO417),VLOOKUP(16,AN402:AZ427,9,FALSE),IF(AND(AR2=3,AD35=AO418),VLOOKUP(17,AN402:AZ427,9,FALSE),IF(AND(AR2=3,AD35=AO419),VLOOKUP(18,AN402:AZ427,9,FALSE),IF(AND(AR2=3,AD35=AO420),VLOOKUP(19,AN402:AZ427,9,FALSE),IF(AND(AR2=3,AD35=AO421),VLOOKUP(20,AN402:AZ427,9,FALSE),IF(AND(AR2=3,AD35=AO422),VLOOKUP(21,AN402:AZ427,9,FALSE),IF(AND(AR2=3,AD35=AO423),VLOOKUP(22,AN402:AZ427,9,FALSE),IF(AND(AR2=3,AD35=AO424),VLOOKUP(23,AN402:AZ427,9,FALSE),IF(AND(AR2=3,AD35=AO425),VLOOKUP(24,AN402:AZ427,9,FALSE),IF(AND(AR2=3,AD35=AO426),VLOOKUP(25,AN402:AZ427,9,FALSE),IF(AND(AR2=3,AD35=AO427),VLOOKUP(26,AN402:AZ427,9,FALSE)))))))))))))))))))))))))))","v":false},"cm4","Iy",{"$f":"BB27","v":false},"cm4","Iy",{"$f":"IF(AND(AR2=5,AD35=AO126),VLOOKUP(1,AN126:BD141,13,FALSE),IF(AND(AR2=5,AD35=AO127),VLOOKUP(2,AN126:BD141,13,FALSE),IF(AND(AR2=5,AD35=AO128),VLOOKUP(3,AN126:BD141,13,FALSE),IF(AND(AR2=5,AD35=AO129),VLOOKUP(4,AN126:BD141,13,FALSE),IF(AND(AR2=5,AD35=AO130),VLOOKUP(5,AN126:BD141,13,FALSE),IF(AND(AR2=5,AD35=AO131),VLOOKUP(6,AN126:BD141,13,FALSE),IF(AND(AR2=5,AD35=AO132),VLOOKUP(7,AN126:BD141,13,FALSE),IF(AND(AR2=5,AD35=AO133),VLOOKUP(8,AN126:BD141,13,FALSE),IF(AND(AR2=5,AD35=AO134),VLOOKUP(9,AN126:BD141,13,FALSE),IF(AND(AR2=5,AD35=AO135),VLOOKUP(10,AN126:BD141,13,FALSE),IF(AND(AR2=5,AD35=AO136),VLOOKUP(11,AN126:BD141,13,FALSE),IF(AND(AR2=5,AD35=AO137),VLOOKUP(12,AN126:BD141,13,FALSE),IF(AND(AR2=5,AD35=AO138),VLOOKUP(13,AN126:BD141,13,FALSE),IF(AND(AR2=5,AD35=AO139),VLOOKUP(14,AN126:BD141,13,FALSE),IF(AND(AR2=5,AD35=AO140),VLOOKUP(15,AN126:BD141,13,FALSE),IF(AND(AR2=5,AD35=AO141),VLOOKUP(16,AN126:BD141,13,FALSE)))))))))))))))))","v":false},"cm4","Iy",{"$f":"IF(AND(AR2=6,AD35=AO218),VLOOKUP(1,AN218:BQ290,20,FALSE),IF(AND(AR2=6,AD35=AO219),VLOOKUP(2,AN218:BQ290,20,FALSE),IF(AND(AR2=6,AD35=AO220),VLOOKUP(3,AN218:BQ290,20,FALSE),IF(AND(AR2=6,AD35=AO221),VLOOKUP(4,AN218:BQ290,20,FALSE),IF(AND(AR2=6,AD35=AO222),VLOOKUP(5,AN218:BQ290,20,FALSE),IF(AND(AR2=6,AD35=AO223),VLOOKUP(6,AN218:BQ290,20,FALSE),IF(AND(AR2=6,AD35=AO224),VLOOKUP(7,AN218:BQ290,20,FALSE),IF(AND(AR2=6,AD35=AO225),VLOOKUP(8,AN218:BQ290,20,FALSE),IF(AND(AR2=6,AD35=AO226),VLOOKUP(9,AN218:BQ290,20,FALSE),IF(AND(AR2=6,AD35=AO227),VLOOKUP(10,AN218:BQ290,20,FALSE),IF(AND(AR2=6,AD35=AO228),VLOOKUP(11,AN218:BQ290,20,FALSE),IF(AND(AR2=6,AD35=AO229),VLOOKUP(12,AN218:BQ290,20,FALSE),IF(AND(AR2=6,AD35=AO230),VLOOKUP(13,AN218:BQ290,20,FALSE),IF(AND(AR2=6,AD35=AO231),VLOOKUP(14,AN218:BQ290,20,FALSE),IF(AND(AR2=6,AD35=AO232),VLOOKUP(15,AN218:BQ290,20,FALSE),IF(AND(AR2=6,AD35=AO233),VLOOKUP(16,AN218:BQ290,20,FALSE),IF(AND(AR2=6,AD35=AO234),VLOOKUP(17,AN218:BQ290,20,FALSE),IF(AND(AR2=6,AD35=AO235),VLOOKUP(18,AN218:BQ290,20,FALSE),IF(AND(AR2=6,AD35=AO236),VLOOKUP(19,AN218:BQ290,20,FALSE),IF(AND(AR2=6,AD35=AO237),VLOOKUP(20,AN218:BQ290,20,FALSE),IF(AND(AR2=6,AD35=AO238),VLOOKUP(21,AN218:BQ290,20,FALSE),IF(AND(AR2=6,AD35=AO239),VLOOKUP(22,AN218:BQ290,20,FALSE),IF(AND(AR2=6,AD35=AO240),VLOOKUP(23,AN218:BQ290,20,FALSE),IF(AND(AR2=6,AD35=AO241),VLOOKUP(24,AN218:BQ290,20,FALSE),IF(AND(AR2=6,AD35=AO242),VLOOKUP(25,AN218:BQ290,20,FALSE),IF(AND(AR2=6,AD35=AO243),VLOOKUP(26,AN218:BQ290,20,FALSE),IF(AND(AR2=6,AD35=AO244),VLOOKUP(27,AN218:BQ290,20,FALSE),IF(AND(AR2=6,AD35=AO245),VLOOKUP(28,AN218:BQ290,20,FALSE),IF(AND(AR2=6,AD35=AO246),VLOOKUP(29,AN218:BQ290,20,FALSE),IF(AND(AR2=6,AD35=AO247),VLOOKUP(30,AN218:BQ290,20,FALSE),IF(AND(AR2=6,AD35=AO248),VLOOKUP(31,AN218:BQ290,20,FALSE),IF(AND(AR2=6,AD35=AO249),VLOOKUP(32,AN218:BQ290,20,FALSE),IF(AND(AR2=6,AD35=AO250),VLOOKUP(33,AN218:BQ290,20,FALSE),IF(AND(AR2=6,AD35=AO251),VLOOKUP(34,AN218:BQ290,20,FALSE),IF(AND(AR2=6,AD35=AO252),VLOOKUP(35,AN218:BQ290,20,FALSE),IF(AND(AR2=6,AD35=AO253),VLOOKUP(36,AN218:BQ290,20,FALSE),IF(AND(AR2=6,AD35=AO254),VLOOKUP(37,AN218:BQ290,20,FALSE),IF(AND(AR2=6,AD35=AO255),VLOOKUP(38,AN218:BQ290,20,FALSE),IF(AND(AR2=6,AD35=AO256),VLOOKUP(39,AN218:BQ290,20,FALSE),IF(AND(AR2=6,AD35=AO257),VLOOKUP(40,AN218:BQ290,20,FALSE),IF(AND(AR2=6,AD35=AO258),VLOOKUP(41,AN218:BQ290,20,FALSE),IF(AND(AR2=6,AD35=AO259),VLOOKUP(42,AN218:BQ290,20,FALSE),IF(AND(AR2=6,AD35=AO260),VLOOKUP(43,AN218:BQ290,20,FALSE),IF(AND(AR2=6,AD35=AO261),VLOOKUP(44,AN218:BQ290,20,FALSE),IF(AND(AR2=6,AD35=AO262),VLOOKUP(45,AN218:BQ290,20,FALSE),IF(AND(AR2=6,AD35=AO263),VLOOKUP(46,AN218:BQ290,20,FALSE),IF(AND(AR2=6,AD35=AO264),VLOOKUP(47,AN218:BQ290,20,FALSE),IF(AND(AR2=6,AD35=AO265),VLOOKUP(48,AN218:BQ290,20,FALSE),IF(AND(AR2=6,AD35=AO266),VLOOKUP(49,AN218:BQ290,20,FALSE),IF(AND(AR2=6,AD35=AO267),VLOOKUP(50,AN218:BQ290,20,FALSE),IF(AND(AR2=6,AD35=AO268),VLOOKUP(51,AN218:BQ290,20,FALSE),IF(AND(AR2=6,AD35=AO269),VLOOKUP(52,AN218:BQ290,20,FALSE),IF(AND(AR2=6,AD35=AO270),VLOOKUP(53,AN218:BQ290,20,FALSE),IF(AND(AR2=6,AD35=AO271),VLOOKUP(54,AN218:BQ290,20,FALSE),IF(AND(AR2=6,AD35=AO272),VLOOKUP(55,AN218:BQ290,20,FALSE),IF(AND(AR2=6,AD35=AO273),VLOOKUP(56,AN218:BQ290,20,FALSE),IF(AND(AR2=6,AD35=AO274),VLOOKUP(57,AN218:BQ290,20,FALSE),IF(AND(AR2=6,AD35=AO275),VLOOKUP(58,AN218:BQ290,20,FALSE),IF(AND(AR2=6,AD35=AO276),VLOOKUP(59,AN218:BQ290,20,FALSE),IF(AND(AR2=6,AD35=AO277),VLOOKUP(60,AN218:BQ290,20,FALSE),IF(AND(AR2=6,AD35=AO278),VLOOKUP(61,AN218:BQ290,20,FALSE),IF(AND(AR2=6,AD35=AO279),VLOOKUP(62,AN218:BQ290,20,FALSE),IF(AND(AR2=6,AD35=AO280),VLOOKUP(63,AN218:BQ290,20,FALSE),IF(AND(AR2=6,AD35=AO281),VLOOKUP(64,AN218:BQ290,20,FALSE)))))))))))))))))))))))))))))))))))))))))))))))))))))))))))))))))","v":false},"cm4","Iy",{"$f":"IF(AND(AR2=7,AD35=AO308),VLOOKUP(1,AN308:BB327,11,FALSE),IF(AND(AR2=7,AD35=AO309),VLOOKUP(2,AN308:BB327,11,FALSE),IF(AND(AR2=7,AD35=AO310),VLOOKUP(3,AN308:BB327,11,FALSE),IF(AND(AR2=7,AD35=AO311),VLOOKUP(4,AN308:BB327,11,FALSE),IF(AND(AR2=7,AD35=AO312),VLOOKUP(5,AN308:BB327,11,FALSE),IF(AND(AR2=7,AD35=AO313),VLOOKUP(6,AN308:BB327,11,FALSE),IF(AND(AR2=7,AD35=AO314),VLOOKUP(7,AN308:BB327,11,FALSE),IF(AND(AR2=7,AD35=AO315),VLOOKUP(8,AN308:BB327,11,FALSE),IF(AND(AR2=7,AD35=AO316),VLOOKUP(9,AN308:BB327,11,FALSE),IF(AND(AR2=7,AD35=AO317),VLOOKUP(10,AN308:BB327,11,FALSE),IF(AND(AR2=7,AD35=AO318),VLOOKUP(11,AN308:BB327,11,FALSE),IF(AND(AR2=7,AD35=AO319),VLOOKUP(12,AN308:BB327,11,FALSE),IF(AND(AR2=7,AD35=AO320),VLOOKUP(13,AN308:BB327,11,FALSE),IF(AND(AR2=7,AD35=AO321),VLOOKUP(14,AN308:BB327,11,FALSE),IF(AND(AR2=7,AD35=AO322),VLOOKUP(15,AN308:BB327,11,FALSE),IF(AND(AR2=7,AD35=AO323),VLOOKUP(16,AN308:BB327,11,FALSE),IF(AND(AR2=7,AD35=AO324),VLOOKUP(17,AN308:BB327,11,FALSE),IF(AND(AR2=7,AD35=AO325),VLOOKUP(18,AN308:BB327,11,FALSE),IF(AND(AR2=7,AD35=AO326),VLOOKUP(19,AN308:BB327,11,FALSE),IF(AND(AR2=7,AD35=AO327),VLOOKUP(20,AN308:BB327,11,FALSE)))))))))))))))))))))","v":false},"cm4","Iy",{"$f":"IF(AND(AR2=8,AD35=AO1062),VLOOKUP(1,AN1062:BG1074,12,FALSE),IF(AND(AR2=8,AD35=AO1063),VLOOKUP(2,AN1062:BG1074,12,FALSE),IF(AND(AR2=8,AD35=AO1064),VLOOKUP(3,AN1062:BG1074,12,FALSE),IF(AND(AR2=8,AD35=AO1065),VLOOKUP(4,AN1062:BG1074,12,FALSE),IF(AND(AR2=8,AD35=AO1066),VLOOKUP(5,AN1062:BG1074,12,FALSE),IF(AND(AR2=8,AD35=AO1067),VLOOKUP(6,AN1062:BG1074,12,FALSE),IF(AND(AR2=8,AD35=AO1068),VLOOKUP(7,AN1062:BG1074,12,FALSE),IF(AND(AR2=8,AD35=AO1069),VLOOKUP(8,AN1062:BG1074,12,FALSE),IF(AND(AR2=8,AD35=AO1070),VLOOKUP(9,AN1062:BG1074,12,FALSE),IF(AND(AR2=8,AD35=AO1071),VLOOKUP(10,AN1062:BG1074,12,FALSE),IF(AND(AR2=8,AD35=AO1072),VLOOKUP(11,AN1062:BG1074,12,FALSE),IF(AND(AR2=8,AD35=AO1073),VLOOKUP(12,AN1062:BG1074,12,FALSE),IF(AND(AR2=8,AD35=AO1074),VLOOKUP(13,AN1062:BG1074,12,FALSE))))))))))))))","v":false},"cm4"]
[null,null,null,null,null,null,null,null,null,null,null,null,null,null,null,null,null,null,null,null,null,null,null,null,null,null,null,null,null,null,null,null,null,null,null,null,null,null,null,null,null,null,null,"Zx",{"$f":"IF(AND(AR2=1,AD35=AO342),VLOOKUP(1,AN342:BC386,13,FALSE),IF(AND(AR2=1,AD35=AO343),VLOOKUP(2,AN342:BC386,13,FALSE),IF(AND(AR2=1,AD35=AO344),VLOOKUP(3,AN342:BC386,13,FALSE),IF(AND(AR2=1,AD35=AO345),VLOOKUP(4,AN342:BC386,13,FALSE),IF(AND(AR2=1,AD35=AO346),VLOOKUP(5,AN342:BC386,13,FALSE),IF(AND(AR2=1,AD35=AO347),VLOOKUP(6,AN342:BC386,13,FALSE),IF(AND(AR2=1,AD35=AO348),VLOOKUP(7,AN342:BC386,13,FALSE),IF(AND(AR2=1,AD35=AO349),VLOOKUP(8,AN342:BC386,13,FALSE),IF(AND(AR2=1,AD35=AO350),VLOOKUP(9,AN342:BC386,13,FALSE),IF(AND(AR2=1,AD35=AO351),VLOOKUP(10,AN342:BC386,13,FALSE),IF(AND(AR2=1,AD35=AO352),VLOOKUP(11,AN342:BC386,13,FALSE),IF(AND(AR2=1,AD35=AO353),VLOOKUP(12,AN342:BC386,13,FALSE),IF(AND(AR2=1,AD35=AO354),VLOOKUP(13,AN342:BC386,13,FALSE),IF(AND(AR2=1,AD35=AO355),VLOOKUP(14,AN342:BC386,13,FALSE),IF(AND(AR2=1,AD35=AO356),VLOOKUP(15,AN342:BC386,13,FALSE),IF(AND(AR2=1,AD35=AO357),VLOOKUP(16,AN342:BC386,13,FALSE),IF(AND(AR2=1,AD35=AO358),VLOOKUP(17,AN342:BC386,13,FALSE),IF(AND(AR2=1,AD35=AO359),VLOOKUP(18,AN342:BC386,13,FALSE),IF(AND(AR2=1,AD35=AO360),VLOOKUP(19,AN342:BC386,13,FALSE),IF(AND(AR2=1,AD35=AO361),VLOOKUP(20,AN342:BC386,13,FALSE),IF(AND(AR2=1,AD35=AO362),VLOOKUP(21,AN342:BC386,13,FALSE),IF(AND(AR2=1,AD35=AO363),VLOOKUP(22,AN342:BC386,13,FALSE),IF(AND(AR2=1,AD35=AO364),VLOOKUP(23,AN342:BC386,13,FALSE),IF(AND(AR2=1,AD35=AO365),VLOOKUP(24,AN342:BC386,13,FALSE),IF(AND(AR2=1,AD35=AO366),VLOOKUP(25,AN342:BC386,13,FALSE),IF(AND(AR2=1,AD35=AO367),VLOOKUP(26,AN342:BC386,13,FALSE),IF(AND(AR2=1,AD35=AO368),VLOOKUP(27,AN342:BC386,13,FALSE),IF(AND(AR2=1,AD35=AO369),VLOOKUP(28,AN342:BC386,13,FALSE),IF(AND(AR2=1,AD35=AO370),VLOOKUP(29,AN342:BC386,13,FALSE),IF(AND(AR2=1,AD35=AO371),VLOOKUP(30,AN342:BC386,13,FALSE),IF(AND(AR2=1,AD35=AO372),VLOOKUP(31,AN342:BC386,13,FALSE),IF(AND(AR2=1,AD35=AO373),VLOOKUP(32,AN342:BC386,13,FALSE),IF(AND(AR2=1,AD35=AO374),VLOOKUP(33,AN342:BC386,13,FALSE),IF(AND(AR2=1,AD35=AO375),VLOOKUP(34,AN342:BC386,13,FALSE),IF(AND(AR2=1,AD35=AO376),VLOOKUP(35,AN342:BC386,13,FALSE),IF(AND(AR2=1,AD35=AO377),VLOOKUP(36,AN342:BC386,13,FALSE),IF(AND(AR2=1,AD35=AO378),VLOOKUP(37,AN342:BC386,13,FALSE),IF(AND(AR2=1,AD35=AO379),VLOOKUP(38,AN342:BC386,13,FALSE),IF(AND(AR2=1,AD35=AO380),VLOOKUP(39,AN342:BC386,13,FALSE),IF(AND(AR2=1,AD35=AO381),VLOOKUP(40,AN342:BC386,13,FALSE),IF(AND(AR2=1,AD35=AO382),VLOOKUP(41,AN342:BC386,13,FALSE),IF(AND(AR2=1,AD35=AO383),VLOOKUP(42,AN342:BC386,13,FALSE),IF(AND(AR2=1,AD35=AO384),VLOOKUP(43,AN342:BC386,13,FALSE),IF(AND(AR2=1,AD35=AO385),VLOOKUP(44,AN342:BC386,13,FALSE),IF(AND(AR2=1,AD35=AO386),VLOOKUP(45,AN342:BC386,13,FALSE))))))))))))))))))))))))))))))))))))))))))))))","v":34.700000000000003},"cm3","Zx",{"$f":"IF(AND(AR2=2,AD35=AO443),VLOOKUP(1,AN443:AW474,9,FALSE),IF(AND(AR2=2,AD35=AO444),VLOOKUP(2,AN443:AW474,9,FALSE),IF(AND(AR2=2,AD35=AO445),VLOOKUP(3,AN443:AW474,9,FALSE),IF(AND(AR2=2,AD35=AO446),VLOOKUP(4,AN443:AW474,9,FALSE),IF(AND(AR2=2,AD35=AO447),VLOOKUP(5,AN443:AW474,9,FALSE),IF(AND(AR2=2,AD35=AO448),VLOOKUP(6,AN443:AW474,9,FALSE),IF(AND(AR2=2,AD35=AO449),VLOOKUP(7,AN443:AW474,9,FALSE),IF(AND(AR2=2,AD35=AO450),VLOOKUP(8,AN443:AW474,9,FALSE),IF(AND(AR2=2,AD35=AO451),VLOOKUP(9,AN443:AW474,9,FALSE),IF(AND(AR2=2,AD35=AO452),VLOOKUP(10,AN443:AW474,9,FALSE),IF(AND(AR2=2,AD35=AO453),VLOOKUP(11,AN443:AW474,9,FALSE),IF(AND(AR2=2,AD35=AO454),VLOOKUP(12,AN443:AW474,9,FALSE),IF(AND(AR2=2,AD35=AO455),VLOOKUP(13,AN443:AW474,9,FALSE),IF(AND(AR2=2,AD35=AO456),VLOOKUP(14,AN443:AW474,9,FALSE),IF(AND(AR2=2,AD35=AO457),VLOOKUP(15,AN443:AW474,9,FALSE),IF(AND(AR2=2,AD35=AO458),VLOOKUP(16,AN443:AW474,9,FALSE),IF(AND(AR2=2,AD35=AO459),VLOOKUP(17,AN443:AW474,9,FALSE),IF(AND(AR2=2,AD35=AO460),VLOOKUP(18,AN443:AW474,9,FALSE),IF(AND(AR2=2,AD35=AO461),VLOOKUP(19,AN443:AW474,9,FALSE),IF(AND(AR2=2,AD35=AO462),VLOOKUP(20,AN443:AW474,9,FALSE),IF(AND(AR2=2,AD35=AO463),VLOOKUP(21,AN443:AW474,9,FALSE),IF(AND(AR2=2,AD35=AO464),VLOOKUP(22,AN443:AW474,9,FALSE),IF(AND(AR2=2,AD35=AO465),VLOOKUP(23,AN443:AW474,9,FALSE),IF(AND(AR2=2,AD35=AO466),VLOOKUP(24,AN443:AW474,9,FALSE),IF(AND(AR2=2,AD35=AO467),VLOOKUP(25,AN443:AW474,9,FALSE),IF(AND(AR2=2,AD35=AO468),VLOOKUP(26,AN443:AW474,9,FALSE),IF(AND(AR2=2,AD35=AO469),VLOOKUP(27,AN443:AW474,9,FALSE),IF(AND(AR2=2,AD35=AO470),VLOOKUP(28,AN443:AW474,9,FALSE),IF(AND(AR2=2,AD35=AO471),VLOOKUP(29,AN443:AW474,9,FALSE),IF(AND(AR2=2,AD35=AO472),VLOOKUP(30,AN443:AW474,9,FALSE),IF(AND(AR2=2,AD35=AO473),VLOOKUP(31,AN443:AW474,9,FALSE),IF(AND(AR2=2,AD35=AO474),VLOOKUP(32,AN443:AW474,9,FALSE)))))))))))))))))))))))))))))))))","v":false},"cm3","Zx",{"$f":"IF(AND(AR2=3,AD35=AO402),VLOOKUP(1,AN402:AZ427,10,FALSE),IF(AND(AR2=3,AD35=AO403),VLOOKUP(2,AN402:AZ427,10,FALSE),IF(AND(AR2=3,AD35=AO404),VLOOKUP(3,AN402:AZ427,10,FALSE),IF(AND(AR2=3,AD35=AO405),VLOOKUP(4,AN402:AZ427,10,FALSE),IF(AND(AR2=3,AD35=AO406),VLOOKUP(5,AN402:AZ427,10,FALSE),IF(AND(AR2=3,AD35=AO407),VLOOKUP(6,AN402:AZ427,10,FALSE),IF(AND(AR2=3,AD35=AO408),VLOOKUP(7,AN402:AZ427,10,FALSE),IF(AND(AR2=3,AD35=AO409),VLOOKUP(8,AN402:AZ427,10,FALSE),IF(AND(AR2=3,AD35=AO410),VLOOKUP(9,AN402:AZ427,10,FALSE),IF(AND(AR2=3,AD35=AO411),VLOOKUP(10,AN402:AZ427,10,FALSE),IF(AND(AR2=3,AD35=AO412),VLOOKUP(11,AN402:AZ427,10,FALSE),IF(AND(AR2=3,AD35=AO413),VLOOKUP(12,AN402:AZ427,10,FALSE),IF(AND(AR2=3,AD35=AO414),VLOOKUP(13,AN402:AZ427,10,FALSE),IF(AND(AR2=3,AD35=AO415),VLOOKUP(14,AN402:AZ427,10,FALSE),IF(AND(AR2=3,AD35=AO416),VLOOKUP(15,AN402:AZ427,10,FALSE),IF(AND(AR2=3,AD35=AO417),VLOOKUP(16,AN402:AZ427,10,FALSE),IF(AND(AR2=3,AD35=AO418),VLOOKUP(17,AN402:AZ427,10,FALSE),IF(AND(AR2=3,AD35=AO419),VLOOKUP(18,AN402:AZ427,10,FALSE),IF(AND(AR2=3,AD35=AO420),VLOOKUP(19,AN402:AZ427,10,FALSE),IF(AND(AR2=3,AD35=AO421),VLOOKUP(20,AN402:AZ427,10,FALSE),IF(AND(AR2=3,AD35=AO422),VLOOKUP(21,AN402:AZ427,10,FALSE),IF(AND(AR2=3,AD35=AO423),VLOOKUP(22,AN402:AZ427,10,FALSE),IF(AND(AR2=3,AD35=AO424),VLOOKUP(23,AN402:AZ427,10,FALSE),IF(AND(AR2=3,AD35=AO425),VLOOKUP(24,AN402:AZ427,10,FALSE),IF(AND(AR2=3,AD35=AO426),VLOOKUP(25,AN402:AZ427,10,FALSE),IF(AND(AR2=3,AD35=AO427),VLOOKUP(26,AN402:AZ427,10,FALSE)))))))))))))))))))))))))))","v":false},"cm3","Zx",{"$f":"IF(AND(AR2=4,AD35=AO157),VLOOKUP(1,AN157:BG202,19,FALSE),IF(AND(AR2=4,AD35=AO158),VLOOKUP(2,AN157:BG202,19,FALSE),IF(AND(AR2=4,AD35=AO159),VLOOKUP(3,AN157:BG202,19,FALSE),IF(AND(AR2=4,AD35=AO160),VLOOKUP(4,AN157:BG202,19,FALSE),IF(AND(AR2=4,AD35=AO161),VLOOKUP(5,AN157:BG202,19,FALSE),IF(AND(AR2=4,AD35=AO162),VLOOKUP(6,AN157:BG202,19,FALSE),IF(AND(AR2=4,AD35=AO163),VLOOKUP(7,AN157:BG202,19,FALSE),IF(AND(AR2=4,AD35=AO164),VLOOKUP(8,AN157:BG202,19,FALSE),IF(AND(AR2=4,AD35=AO165),VLOOKUP(9,AN157:BG202,19,FALSE),IF(AND(AR2=4,AD35=AO166),VLOOKUP(10,AN157:BG202,19,FALSE),IF(AND(AR2=4,AD35=AO167),VLOOKUP(11,AN157:BG202,19,FALSE),IF(AND(AR2=4,AD35=AO168),VLOOKUP(12,AN157:BG202,19,FALSE),IF(AND(AR2=4,AD35=AO169),VLOOKUP(13,AN157:BG202,19,FALSE),IF(AND(AR2=4,AD35=AO170),VLOOKUP(14,AN157:BG202,19,FALSE),IF(AND(AR2=4,AD35=AO171),VLOOKUP(15,AN157:BG202,19,FALSE),IF(AND(AR2=4,AD35=AO172),VLOOKUP(16,AN157:BG202,19,FALSE),IF(AND(AR2=4,AD35=AO173),VLOOKUP(17,AN157:BG202,19,FALSE),IF(AND(AR2=4,AD35=AO174),VLOOKUP(18,AN157:BG202,19,FALSE),IF(AND(AR2=4,AD35=AO175),VLOOKUP(19,AN157:BG202,19,FALSE),IF(AND(AR2=4,AD35=AO176),VLOOKUP(20,AN157:BG202,19,FALSE),IF(AND(AR2=4,AD35=AO177),VLOOKUP(21,AN157:BG202,19,FALSE),IF(AND(AR2=4,AD35=AO178),VLOOKUP(22,AN157:BG202,19,FALSE),IF(AND(AR2=4,AD35=AO179),VLOOKUP(23,AN157:BG202,19,FALSE),IF(AND(AR2=4,AD35=AO180),VLOOKUP(24,AN157:BG202,19,FALSE),IF(AND(AR2=4,AD35=AO181),VLOOKUP(25,AN157:BG202,19,FALSE),IF(AND(AR2=4,AD35=AO182),VLOOKUP(26,AN157:BG202,19,FALSE),IF(AND(AR2=4,AD35=AO183),VLOOKUP(27,AN157:BG202,19,FALSE),IF(AND(AR2=4,AD35=AO184),VLOOKUP(28,AN157:BG202,19,FALSE),IF(AND(AR2=4,AD35=AO185),VLOOKUP(29,AN157:BG202,19,FALSE),IF(AND(AR2=4,AD35=AO186),VLOOKUP(30,AN157:BG202,19,FALSE),IF(AND(AR2=4,AD35=AO187),VLOOKUP(31,AN157:BG202,19,FALSE),IF(AND(AR2=4,AD35=AO188),VLOOKUP(32,AN157:BG202,19,FALSE),IF(AND(AR2=4,AD35=AO189),VLOOKUP(33,AN157:BG202,19,FALSE),IF(AND(AR2=4,AD35=AO190),VLOOKUP(34,AN157:BG202,19,FALSE),IF(AND(AR2=4,AD35=AO191),VLOOKUP(35,AN157:BG202,19,FALSE),IF(AND(AR2=4,AD35=AO192),VLOOKUP(36,AN157:BG202,19,FALSE),IF(AND(AR2=4,AD35=AO193),VLOOKUP(37,AN157:BG202,19,FALSE),IF(AND(AR2=4,AD35=AO194),VLOOKUP(38,AN157:BG202,19,FALSE),IF(AND(AR2=4,AD35=AO195),VLOOKUP(39,AN157:BG202,19,FALSE),IF(AND(AR2=4,AD35=AO196),VLOOKUP(40,AN157:BG202,19,FALSE),IF(AND(AR2=4,AD35=AO197),VLOOKUP(41,AN157:BG202,19,FALSE),IF(AND(AR2=4,AD35=AO198),VLOOKUP(42,AN157:BG202,19,FALSE),IF(AND(AR2=4,AD35=AO199),VLOOKUP(43,AN157:BG202,19,FALSE),IF(AND(AR2=4,AD35=AO200),VLOOKUP(44,AN157:BG202,19,FALSE),IF(AND(AR2=4,AD35=AO201),VLOOKUP(45,AN157:BG202,19,FALSE),IF(AND(AR2=4,AD35=AO202),VLOOKUP(46,AN157:BG202,19,FALSE)))))))))))))))))))))))))))))))))))))))))))))))","v":false},"cm3","Zx",{"$f":"IF(AND(AR2=5,AD35=AO126),VLOOKUP(1,AN126:BD141,16,FALSE),IF(AND(AR2=5,AD35=AO127),VLOOKUP(2,AN126:BD141,16,FALSE),IF(AND(AR2=5,AD35=AO128),VLOOKUP(3,AN126:BD141,16,FALSE),IF(AND(AR2=5,AD35=AO129),VLOOKUP(4,AN126:BD141,16,FALSE),IF(AND(AR2=5,AD35=AO130),VLOOKUP(5,AN126:BD141,16,FALSE),IF(AND(AR2=5,AD35=AO131),VLOOKUP(6,AN126:BD141,16,FALSE),IF(AND(AR2=5,AD35=AO132),VLOOKUP(7,AN126:BD141,16,FALSE),IF(AND(AR2=5,AD35=AO133),VLOOKUP(8,AN126:BD141,16,FALSE),IF(AND(AR2=5,AD35=AO134),VLOOKUP(9,AN126:BD141,16,FALSE),IF(AND(AR2=5,AD35=AO135),VLOOKUP(10,AN126:BD141,16,FALSE),IF(AND(AR2=5,AD35=AO136),VLOOKUP(11,AN126:BD141,16,FALSE),IF(AND(AR2=5,AD35=AO137),VLOOKUP(12,AN126:BD141,16,FALSE),IF(AND(AR2=5,AD35=AO138),VLOOKUP(13,AN126:BD141,16,FALSE),IF(AND(AR2=5,AD35=AO139),VLOOKUP(14,AN126:BD141,16,FALSE),IF(AND(AR2=5,AD35=AO140),VLOOKUP(15,AN126:BD141,16,FALSE),IF(AND(AR2=5,AD35=AO141),VLOOKUP(16,AN126:BD141,16,FALSE)))))))))))))))))","v":false},"cm3","Zx",{"$f":"IF(AND(AR2=6,AD35=AO218),VLOOKUP(1,AN218:BQ290,26,FALSE),IF(AND(AR2=6,AD35=AO219),VLOOKUP(2,AN218:BQ290,26,FALSE),IF(AND(AR2=6,AD35=AO220),VLOOKUP(3,AN218:BQ290,26,FALSE),IF(AND(AR2=6,AD35=AO221),VLOOKUP(4,AN218:BQ290,26,FALSE),IF(AND(AR2=6,AD35=AO222),VLOOKUP(5,AN218:BQ290,26,FALSE),IF(AND(AR2=6,AD35=AO223),VLOOKUP(6,AN218:BQ290,26,FALSE),IF(AND(AR2=6,AD35=AO224),VLOOKUP(7,AN218:BQ290,26,FALSE),IF(AND(AR2=6,AD35=AO225),VLOOKUP(8,AN218:BQ290,26,FALSE),IF(AND(AR2=6,AD35=AO226),VLOOKUP(9,AN218:BQ290,26,FALSE),IF(AND(AR2=6,AD35=AO227),VLOOKUP(10,AN218:BQ290,26,FALSE),IF(AND(AR2=6,AD35=AO228),VLOOKUP(11,AN218:BQ290,26,FALSE),IF(AND(AR2=6,AD35=AO229),VLOOKUP(12,AN218:BQ290,26,FALSE),IF(AND(AR2=6,AD35=AO230),VLOOKUP(13,AN218:BQ290,26,FALSE),IF(AND(AR2=6,AD35=AO231),VLOOKUP(14,AN218:BQ290,26,FALSE),IF(AND(AR2=6,AD35=AO232),VLOOKUP(15,AN218:BQ290,26,FALSE),IF(AND(AR2=6,AD35=AO233),VLOOKUP(16,AN218:BQ290,26,FALSE),IF(AND(AR2=6,AD35=AO234),VLOOKUP(17,AN218:BQ290,26,FALSE),IF(AND(AR2=6,AD35=AO235),VLOOKUP(18,AN218:BQ290,26,FALSE),IF(AND(AR2=6,AD35=AO236),VLOOKUP(19,AN218:BQ290,26,FALSE),IF(AND(AR2=6,AD35=AO237),VLOOKUP(20,AN218:BQ290,26,FALSE),IF(AND(AR2=6,AD35=AO238),VLOOKUP(21,AN218:BQ290,26,FALSE),IF(AND(AR2=6,AD35=AO239),VLOOKUP(22,AN218:BQ290,26,FALSE),IF(AND(AR2=6,AD35=AO240),VLOOKUP(23,AN218:BQ290,26,FALSE),IF(AND(AR2=6,AD35=AO241),VLOOKUP(24,AN218:BQ290,26,FALSE),IF(AND(AR2=6,AD35=AO242),VLOOKUP(25,AN218:BQ290,26,FALSE),IF(AND(AR2=6,AD35=AO243),VLOOKUP(26,AN218:BQ290,26,FALSE),IF(AND(AR2=6,AD35=AO244),VLOOKUP(27,AN218:BQ290,26,FALSE),IF(AND(AR2=6,AD35=AO245),VLOOKUP(28,AN218:BQ290,26,FALSE),IF(AND(AR2=6,AD35=AO246),VLOOKUP(29,AN218:BQ290,26,FALSE),IF(AND(AR2=6,AD35=AO247),VLOOKUP(30,AN218:BQ290,26,FALSE),IF(AND(AR2=6,AD35=AO248),VLOOKUP(31,AN218:BQ290,26,FALSE),IF(AND(AR2=6,AD35=AO249),VLOOKUP(32,AN218:BQ290,26,FALSE),IF(AND(AR2=6,AD35=AO250),VLOOKUP(33,AN218:BQ290,26,FALSE),IF(AND(AR2=6,AD35=AO251),VLOOKUP(34,AN218:BQ290,26,FALSE),IF(AND(AR2=6,AD35=AO252),VLOOKUP(35,AN218:BQ290,26,FALSE),IF(AND(AR2=6,AD35=AO253),VLOOKUP(36,AN218:BQ290,26,FALSE),IF(AND(AR2=6,AD35=AO254),VLOOKUP(37,AN218:BQ290,26,FALSE),IF(AND(AR2=6,AD35=AO255),VLOOKUP(38,AN218:BQ290,26,FALSE),IF(AND(AR2=6,AD35=AO256),VLOOKUP(39,AN218:BQ290,26,FALSE),IF(AND(AR2=6,AD35=AO257),VLOOKUP(40,AN218:BQ290,26,FALSE),IF(AND(AR2=6,AD35=AO258),VLOOKUP(41,AN218:BQ290,26,FALSE),IF(AND(AR2=6,AD35=AO259),VLOOKUP(42,AN218:BQ290,26,FALSE),IF(AND(AR2=6,AD35=AO260),VLOOKUP(43,AN218:BQ290,26,FALSE),IF(AND(AR2=6,AD35=AO261),VLOOKUP(44,AN218:BQ290,26,FALSE),IF(AND(AR2=6,AD35=AO262),VLOOKUP(45,AN218:BQ290,26,FALSE),IF(AND(AR2=6,AD35=AO263),VLOOKUP(46,AN218:BQ290,26,FALSE),IF(AND(AR2=6,AD35=AO264),VLOOKUP(47,AN218:BQ290,26,FALSE),IF(AND(AR2=6,AD35=AO265),VLOOKUP(48,AN218:BQ290,26,FALSE),IF(AND(AR2=6,AD35=AO266),VLOOKUP(49,AN218:BQ290,26,FALSE),IF(AND(AR2=6,AD35=AO267),VLOOKUP(50,AN218:BQ290,26,FALSE),IF(AND(AR2=6,AD35=AO268),VLOOKUP(51,AN218:BQ290,26,FALSE),IF(AND(AR2=6,AD35=AO269),VLOOKUP(52,AN218:BQ290,26,FALSE),IF(AND(AR2=6,AD35=AO270),VLOOKUP(53,AN218:BQ290,26,FALSE),IF(AND(AR2=6,AD35=AO271),VLOOKUP(54,AN218:BQ290,26,FALSE),IF(AND(AR2=6,AD35=AO272),VLOOKUP(55,AN218:BQ290,26,FALSE),IF(AND(AR2=6,AD35=AO273),VLOOKUP(56,AN218:BQ290,26,FALSE),IF(AND(AR2=6,AD35=AO274),VLOOKUP(57,AN218:BQ290,26,FALSE),IF(AND(AR2=6,AD35=AO275),VLOOKUP(58,AN218:BQ290,26,FALSE),IF(AND(AR2=6,AD35=AO276),VLOOKUP(59,AN218:BQ290,26,FALSE),IF(AND(AR2=6,AD35=AO277),VLOOKUP(60,AN218:BQ290,26,FALSE),IF(AND(AR2=6,AD35=AO278),VLOOKUP(61,AN218:BQ290,26,FALSE),IF(AND(AR2=6,AD35=AO279),VLOOKUP(62,AN218:BQ290,26,FALSE),IF(AND(AR2=6,AD35=AO280),VLOOKUP(63,AN218:BQ290,26,FALSE),IF(AND(AR2=6,AD35=AO281),VLOOKUP(64,AN218:BQ290,26,FALSE)))))))))))))))))))))))))))))))))))))))))))))))))))))))))))))))))","v":false},"cm3","Zx",{"$f":"IF(AND(AR2=7,AD35=AO308),VLOOKUP(1,AN308:BB327,14,FALSE),IF(AND(AR2=7,AD35=AO309),VLOOKUP(2,AN308:BB327,14,FALSE),IF(AND(AR2=7,AD35=AO310),VLOOKUP(3,AN308:BB327,14,FALSE),IF(AND(AR2=7,AD35=AO311),VLOOKUP(4,AN308:BB327,14,FALSE),IF(AND(AR2=7,AD35=AO312),VLOOKUP(5,AN308:BB327,14,FALSE),IF(AND(AR2=7,AD35=AO313),VLOOKUP(6,AN308:BB327,14,FALSE),IF(AND(AR2=7,AD35=AO314),VLOOKUP(7,AN308:BB327,14,FALSE),IF(AND(AR2=7,AD35=AO315),VLOOKUP(8,AN308:BB327,14,FALSE),IF(AND(AR2=7,AD35=AO316),VLOOKUP(9,AN308:BB327,14,FALSE),IF(AND(AR2=7,AD35=AO317),VLOOKUP(10,AN308:BB327,14,FALSE),IF(AND(AR2=7,AD35=AO318),VLOOKUP(11,AN308:BB327,14,FALSE),IF(AND(AR2=7,AD35=AO319),VLOOKUP(12,AN308:BB327,14,FALSE),IF(AND(AR2=7,AD35=AO320),VLOOKUP(13,AN308:BB327,14,FALSE),IF(AND(AR2=7,AD35=AO321),VLOOKUP(14,AN308:BB327,14,FALSE),IF(AND(AR2=7,AD35=AO322),VLOOKUP(15,AN308:BB327,14,FALSE),IF(AND(AR2=7,AD35=AO323),VLOOKUP(16,AN308:BB327,14,FALSE),IF(AND(AR2=7,AD35=AO324),VLOOKUP(17,AN308:BB327,14,FALSE),IF(AND(AR2=7,AD35=AO325),VLOOKUP(18,AN308:BB327,14,FALSE),IF(AND(AR2=7,AD35=AO326),VLOOKUP(19,AN308:BB327,14,FALSE),IF(AND(AR2=7,AD35=AO327),VLOOKUP(20,AN308:BB327,14,FALSE)))))))))))))))))))))","v":false},"cm3","Zx",{"$f":"IF(AND(AR2=8,AD35=AO1062),VLOOKUP(1,AN1062:BG1074,19,FALSE),IF(AND(AR2=8,AD35=AO1063),VLOOKUP(2,AN1062:BG1074,19,FALSE),IF(AND(AR2=8,AD35=AO1064),VLOOKUP(3,AN1062:BG1074,19,FALSE),IF(AND(AR2=8,AD35=AO1065),VLOOKUP(4,AN1062:BG1074,19,FALSE),IF(AND(AR2=8,AD35=AO1066),VLOOKUP(5,AN1062:BG1074,19,FALSE),IF(AND(AR2=8,AD35=AO1067),VLOOKUP(6,AN1062:BG1074,19,FALSE),IF(AND(AR2=8,AD35=AO1068),VLOOKUP(7,AN1062:BG1074,19,FALSE),IF(AND(AR2=8,AD35=AO1069),VLOOKUP(8,AN1062:BG1074,19,FALSE),IF(AND(AR2=8,AD35=AO1070),VLOOKUP(9,AN1062:BG1074,19,FALSE),IF(AND(AR2=8,AD35=AO1071),VLOOKUP(10,AN1062:BG1074,19,FALSE),IF(AND(AR2=8,AD35=AO1072),VLOOKUP(11,AN1062:BG1074,19,FALSE),IF(AND(AR2=8,AD35=AO1073),VLOOKUP(12,AN1062:BG1074,19,FALSE),IF(AND(AR2=8,AD35=AO1074),VLOOKUP(13,AN1062:BG1074,19,FALSE))))))))))))))","v":false},"cm3"]
[null,null,null,null,null,null,null,null,null,null,null,null,null,null,null,null,null,null,null,null,null,null,null,null,null,null,null,null,null,null,null,null,null,null,null,null,null,null,null,null,null,null,null,"Zy",{"$f":"IF(AND(AR2=1,AD35=AO342),VLOOKUP(1,AN342:BC386,14,FALSE),IF(AND(AR2=1,AD35=AO343),VLOOKUP(2,AN342:BC386,14,FALSE),IF(AND(AR2=1,AD35=AO344),VLOOKUP(3,AN342:BC386,14,FALSE),IF(AND(AR2=1,AD35=AO345),VLOOKUP(4,AN342:BC386,14,FALSE),IF(AND(AR2=1,AD35=AO346),VLOOKUP(5,AN342:BC386,14,FALSE),IF(AND(AR2=1,AD35=AO347),VLOOKUP(6,AN342:BC386,14,FALSE),IF(AND(AR2=1,AD35=AO348),VLOOKUP(7,AN342:BC386,14,FALSE),IF(AND(AR2=1,AD35=AO349),VLOOKUP(8,AN342:BC386,14,FALSE),IF(AND(AR2=1,AD35=AO350),VLOOKUP(9,AN342:BC386,14,FALSE),IF(AND(AR2=1,AD35=AO351),VLOOKUP(10,AN342:BC386,14,FALSE),IF(AND(AR2=1,AD35=AO352),VLOOKUP(11,AN342:BC386,14,FALSE),IF(AND(AR2=1,AD35=AO353),VLOOKUP(12,AN342:BC386,14,FALSE),IF(AND(AR2=1,AD35=AO354),VLOOKUP(13,AN342:BC386,14,FALSE),IF(AND(AR2=1,AD35=AO355),VLOOKUP(14,AN342:BC386,14,FALSE),IF(AND(AR2=1,AD35=AO356),VLOOKUP(15,AN342:BC386,14,FALSE),IF(AND(AR2=1,AD35=AO357),VLOOKUP(16,AN342:BC386,14,FALSE),IF(AND(AR2=1,AD35=AO358),VLOOKUP(17,AN342:BC386,14,FALSE),IF(AND(AR2=1,AD35=AO359),VLOOKUP(18,AN342:BC386,14,FALSE),IF(AND(AR2=1,AD35=AO360),VLOOKUP(19,AN342:BC386,14,FALSE),IF(AND(AR2=1,AD35=AO361),VLOOKUP(20,AN342:BC386,14,FALSE),IF(AND(AR2=1,AD35=AO362),VLOOKUP(21,AN342:BC386,14,FALSE),IF(AND(AR2=1,AD35=AO363),VLOOKUP(22,AN342:BC386,14,FALSE),IF(AND(AR2=1,AD35=AO364),VLOOKUP(23,AN342:BC386,14,FALSE),IF(AND(AR2=1,AD35=AO365),VLOOKUP(24,AN342:BC386,14,FALSE),IF(AND(AR2=1,AD35=AO366),VLOOKUP(25,AN342:BC386,14,FALSE),IF(AND(AR2=1,AD35=AO367),VLOOKUP(26,AN342:BC386,14,FALSE),IF(AND(AR2=1,AD35=AO368),VLOOKUP(27,AN342:BC386,14,FALSE),IF(AND(AR2=1,AD35=AO369),VLOOKUP(28,AN342:BC386,14,FALSE),IF(AND(AR2=1,AD35=AO370),VLOOKUP(29,AN342:BC386,14,FALSE),IF(AND(AR2=1,AD35=AO371),VLOOKUP(30,AN342:BC386,14,FALSE),IF(AND(AR2=1,AD35=AO372),VLOOKUP(31,AN342:BC386,14,FALSE),IF(AND(AR2=1,AD35=AO373),VLOOKUP(32,AN342:BC386,14,FALSE),IF(AND(AR2=1,AD35=AO374),VLOOKUP(33,AN342:BC386,14,FALSE),IF(AND(AR2=1,AD35=AO375),VLOOKUP(34,AN342:BC386,14,FALSE),IF(AND(AR2=1,AD35=AO376),VLOOKUP(35,AN342:BC386,14,FALSE),IF(AND(AR2=1,AD35=AO377),VLOOKUP(36,AN342:BC386,14,FALSE),IF(AND(AR2=1,AD35=AO378),VLOOKUP(37,AN342:BC386,14,FALSE),IF(AND(AR2=1,AD35=AO379),VLOOKUP(38,AN342:BC386,14,FALSE),IF(AND(AR2=1,AD35=AO380),VLOOKUP(39,AN342:BC386,14,FALSE),IF(AND(AR2=1,AD35=AO381),VLOOKUP(40,AN342:BC386,14,FALSE),IF(AND(AR2=1,AD35=AO382),VLOOKUP(41,AN342:BC386,14,FALSE),IF(AND(AR2=1,AD35=AO383),VLOOKUP(42,AN342:BC386,14,FALSE),IF(AND(AR2=1,AD35=AO384),VLOOKUP(43,AN342:BC386,14,FALSE),IF(AND(AR2=1,AD35=AO385),VLOOKUP(44,AN342:BC386,14,FALSE),IF(AND(AR2=1,AD35=AO386),VLOOKUP(45,AN342:BC386,14,FALSE))))))))))))))))))))))))))))))))))))))))))))))","v":9.3800000000000008},"cm3","Zy",{"$f":"IF(AND(AR2=2,AD35=AO443),VLOOKUP(1,AN443:AW474,9,FALSE),IF(AND(AR2=2,AD35=AO444),VLOOKUP(2,AN443:AW474,9,FALSE),IF(AND(AR2=2,AD35=AO445),VLOOKUP(3,AN443:AW474,9,FALSE),IF(AND(AR2=2,AD35=AO446),VLOOKUP(4,AN443:AW474,9,FALSE),IF(AND(AR2=2,AD35=AO447),VLOOKUP(5,AN443:AW474,9,FALSE),IF(AND(AR2=2,AD35=AO448),VLOOKUP(6,AN443:AW474,9,FALSE),IF(AND(AR2=2,AD35=AO449),VLOOKUP(7,AN443:AW474,9,FALSE),IF(AND(AR2=2,AD35=AO450),VLOOKUP(8,AN443:AW474,9,FALSE),IF(AND(AR2=2,AD35=AO451),VLOOKUP(9,AN443:AW474,9,FALSE),IF(AND(AR2=2,AD35=AO452),VLOOKUP(10,AN443:AW474,9,FALSE),IF(AND(AR2=2,AD35=AO453),VLOOKUP(11,AN443:AW474,9,FALSE),IF(AND(AR2=2,AD35=AO454),VLOOKUP(12,AN443:AW474,9,FALSE),IF(AND(AR2=2,AD35=AO455),VLOOKUP(13,AN443:AW474,9,FALSE),IF(AND(AR2=2,AD35=AO456),VLOOKUP(14,AN443:AW474,9,FALSE),IF(AND(AR2=2,AD35=AO457),VLOOKUP(15,AN443:AW474,9,FALSE),IF(AND(AR2=2,AD35=AO458),VLOOKUP(16,AN443:AW474,9,FALSE),IF(AND(AR2=2,AD35=AO459),VLOOKUP(17,AN443:AW474,9,FALSE),IF(AND(AR2=2,AD35=AO460),VLOOKUP(18,AN443:AW474,9,FALSE),IF(AND(AR2=2,AD35=AO461),VLOOKUP(19,AN443:AW474,9,FALSE),IF(AND(AR2=2,AD35=AO462),VLOOKUP(20,AN443:AW474,9,FALSE),IF(AND(AR2=2,AD35=AO463),VLOOKUP(21,AN443:AW474,9,FALSE),IF(AND(AR2=2,AD35=AO464),VLOOKUP(22,AN443:AW474,9,FALSE),IF(AND(AR2=2,AD35=AO465),VLOOKUP(23,AN443:AW474,9,FALSE),IF(AND(AR2=2,AD35=AO466),VLOOKUP(24,AN443:AW474,9,FALSE),IF(AND(AR2=2,AD35=AO467),VLOOKUP(25,AN443:AW474,9,FALSE),IF(AND(AR2=2,AD35=AO468),VLOOKUP(26,AN443:AW474,9,FALSE),IF(AND(AR2=2,AD35=AO469),VLOOKUP(27,AN443:AW474,9,FALSE),IF(AND(AR2=2,AD35=AO470),VLOOKUP(28,AN443:AW474,9,FALSE),IF(AND(AR2=2,AD35=AO471),VLOOKUP(29,AN443:AW474,9,FALSE),IF(AND(AR2=2,AD35=AO472),VLOOKUP(30,AN443:AW474,9,FALSE),IF(AND(AR2=2,AD35=AO473),VLOOKUP(31,AN443:AW474,9,FALSE),IF(AND(AR2=2,AD35=AO474),VLOOKUP(32,AN443:AW474,9,FALSE)))))))))))))))))))))))))))))))))","v":false},"cm3","Zy",{"$f":"IF(AND(AR2=3,AD35=AO402),VLOOKUP(1,AN402:AZ427,11,FALSE),IF(AND(AR2=3,AD35=AO403),VLOOKUP(2,AN402:AZ427,11,FALSE),IF(AND(AR2=3,AD35=AO404),VLOOKUP(3,AN402:AZ427,11,FALSE),IF(AND(AR2=3,AD35=AO405),VLOOKUP(4,AN402:AZ427,11,FALSE),IF(AND(AR2=3,AD35=AO406),VLOOKUP(5,AN402:AZ427,11,FALSE),IF(AND(AR2=3,AD35=AO407),VLOOKUP(6,AN402:AZ427,11,FALSE),IF(AND(AR2=3,AD35=AO408),VLOOKUP(7,AN402:AZ427,11,FALSE),IF(AND(AR2=3,AD35=AO409),VLOOKUP(8,AN402:AZ427,11,FALSE),IF(AND(AR2=3,AD35=AO410),VLOOKUP(9,AN402:AZ427,11,FALSE),IF(AND(AR2=3,AD35=AO411),VLOOKUP(10,AN402:AZ427,11,FALSE),IF(AND(AR2=3,AD35=AO412),VLOOKUP(11,AN402:AZ427,11,FALSE),IF(AND(AR2=3,AD35=AO413),VLOOKUP(12,AN402:AZ427,11,FALSE),IF(AND(AR2=3,AD35=AO414),VLOOKUP(13,AN402:AZ427,11,FALSE),IF(AND(AR2=3,AD35=AO415),VLOOKUP(14,AN402:AZ427,11,FALSE),IF(AND(AR2=3,AD35=AO416),VLOOKUP(15,AN402:AZ427,11,FALSE),IF(AND(AR2=3,AD35=AO417),VLOOKUP(16,AN402:AZ427,11,FALSE),IF(AND(AR2=3,AD35=AO418),VLOOKUP(17,AN402:AZ427,11,FALSE),IF(AND(AR2=3,AD35=AO419),VLOOKUP(18,AN402:AZ427,11,FALSE),IF(AND(AR2=3,AD35=AO420),VLOOKUP(19,AN402:AZ427,11,FALSE),IF(AND(AR2=3,AD35=AO421),VLOOKUP(20,AN402:AZ427,11,FALSE),IF(AND(AR2=3,AD35=AO422),VLOOKUP(21,AN402:AZ427,11,FALSE),IF(AND(AR2=3,AD35=AO423),VLOOKUP(22,AN402:AZ427,11,FALSE),IF(AND(AR2=3,AD35=AO424),VLOOKUP(23,AN402:AZ427,11,FALSE),IF(AND(AR2=3,AD35=AO425),VLOOKUP(24,AN402:AZ427,11,FALSE),IF(AND(AR2=3,AD35=AO426),VLOOKUP(25,AN402:AZ427,11,FALSE),IF(AND(AR2=3,AD35=AO427),VLOOKUP(26,AN402:AZ427,11,FALSE)))))))))))))))))))))))))))","v":false},"cm3","Zy",{"$f":"BB29","v":false},"cm3","Zy",{"$f":"IF(AND(AR2=5,AD35=AO126),VLOOKUP(1,AN126:BD141,17,FALSE),IF(AND(AR2=5,AD35=AO127),VLOOKUP(2,AN126:BD141,17,FALSE),IF(AND(AR2=5,AD35=AO128),VLOOKUP(3,AN126:BD141,17,FALSE),IF(AND(AR2=5,AD35=AO129),VLOOKUP(4,AN126:BD141,17,FALSE),IF(AND(AR2=5,AD35=AO130),VLOOKUP(5,AN126:BD141,17,FALSE),IF(AND(AR2=5,AD35=AO131),VLOOKUP(6,AN126:BD141,17,FALSE),IF(AND(AR2=5,AD35=AO132),VLOOKUP(7,AN126:BD141,17,FALSE),IF(AND(AR2=5,AD35=AO133),VLOOKUP(8,AN126:BD141,17,FALSE),IF(AND(AR2=5,AD35=AO134),VLOOKUP(9,AN126:BD141,17,FALSE),IF(AND(AR2=5,AD35=AO135),VLOOKUP(10,AN126:BD141,17,FALSE),IF(AND(AR2=5,AD35=AO136),VLOOKUP(11,AN126:BD141,17,FALSE),IF(AND(AR2=5,AD35=AO137),VLOOKUP(12,AN126:BD141,17,FALSE),IF(AND(AR2=5,AD35=AO138),VLOOKUP(13,AN126:BD141,17,FALSE),IF(AND(AR2=5,AD35=AO139),VLOOKUP(14,AN126:BD141,17,FALSE),IF(AND(AR2=5,AD35=AO140),VLOOKUP(15,AN126:BD141,17,FALSE),IF(AND(AR2=5,AD35=AO141),VLOOKUP(16,AN126:BD141,17,FALSE)))))))))))))))))","v":false},"cm3","Zy",{"$f":"IF(AND(AR2=6,AD35=AO218),VLOOKUP(1,AN218:BQ290,28,FALSE),IF(AND(AR2=6,AD35=AO219),VLOOKUP(2,AN218:BQ290,28,FALSE),IF(AND(AR2=6,AD35=AO220),VLOOKUP(3,AN218:BQ290,28,FALSE),IF(AND(AR2=6,AD35=AO221),VLOOKUP(4,AN218:BQ290,28,FALSE),IF(AND(AR2=6,AD35=AO222),VLOOKUP(5,AN218:BQ290,28,FALSE),IF(AND(AR2=6,AD35=AO223),VLOOKUP(6,AN218:BQ290,28,FALSE),IF(AND(AR2=6,AD35=AO224),VLOOKUP(7,AN218:BQ290,28,FALSE),IF(AND(AR2=6,AD35=AO225),VLOOKUP(8,AN218:BQ290,28,FALSE),IF(AND(AR2=6,AD35=AO226),VLOOKUP(9,AN218:BQ290,28,FALSE),IF(AND(AR2=6,AD35=AO227),VLOOKUP(10,AN218:BQ290,28,FALSE),IF(AND(AR2=6,AD35=AO228),VLOOKUP(11,AN218:BQ290,28,FALSE),IF(AND(AR2=6,AD35=AO229),VLOOKUP(12,AN218:BQ290,28,FALSE),IF(AND(AR2=6,AD35=AO230),VLOOKUP(13,AN218:BQ290,28,FALSE),IF(AND(AR2=6,AD35=AO231),VLOOKUP(14,AN218:BQ290,28,FALSE),IF(AND(AR2=6,AD35=AO232),VLOOKUP(15,AN218:BQ290,28,FALSE),IF(AND(AR2=6,AD35=AO233),VLOOKUP(16,AN218:BQ290,28,FALSE),IF(AND(AR2=6,AD35=AO234),VLOOKUP(17,AN218:BQ290,28,FALSE),IF(AND(AR2=6,AD35=AO235),VLOOKUP(18,AN218:BQ290,28,FALSE),IF(AND(AR2=6,AD35=AO236),VLOOKUP(19,AN218:BQ290,28,FALSE),IF(AND(AR2=6,AD35=AO237),VLOOKUP(20,AN218:BQ290,28,FALSE),IF(AND(AR2=6,AD35=AO238),VLOOKUP(21,AN218:BQ290,28,FALSE),IF(AND(AR2=6,AD35=AO239),VLOOKUP(22,AN218:BQ290,28,FALSE),IF(AND(AR2=6,AD35=AO240),VLOOKUP(23,AN218:BQ290,28,FALSE),IF(AND(AR2=6,AD35=AO241),VLOOKUP(24,AN218:BQ290,28,FALSE),IF(AND(AR2=6,AD35=AO242),VLOOKUP(25,AN218:BQ290,28,FALSE),IF(AND(AR2=6,AD35=AO243),VLOOKUP(26,AN218:BQ290,28,FALSE),IF(AND(AR2=6,AD35=AO244),VLOOKUP(27,AN218:BQ290,28,FALSE),IF(AND(AR2=6,AD35=AO245),VLOOKUP(28,AN218:BQ290,28,FALSE),IF(AND(AR2=6,AD35=AO246),VLOOKUP(29,AN218:BQ290,28,FALSE),IF(AND(AR2=6,AD35=AO247),VLOOKUP(30,AN218:BQ290,28,FALSE),IF(AND(AR2=6,AD35=AO248),VLOOKUP(31,AN218:BQ290,28,FALSE),IF(AND(AR2=6,AD35=AO249),VLOOKUP(32,AN218:BQ290,28,FALSE),IF(AND(AR2=6,AD35=AO250),VLOOKUP(33,AN218:BQ290,28,FALSE),IF(AND(AR2=6,AD35=AO251),VLOOKUP(34,AN218:BQ290,28,FALSE),IF(AND(AR2=6,AD35=AO252),VLOOKUP(35,AN218:BQ290,28,FALSE),IF(AND(AR2=6,AD35=AO253),VLOOKUP(36,AN218:BQ290,28,FALSE),IF(AND(AR2=6,AD35=AO254),VLOOKUP(37,AN218:BQ290,28,FALSE),IF(AND(AR2=6,AD35=AO255),VLOOKUP(38,AN218:BQ290,28,FALSE),IF(AND(AR2=6,AD35=AO256),VLOOKUP(39,AN218:BQ290,28,FALSE),IF(AND(AR2=6,AD35=AO257),VLOOKUP(40,AN218:BQ290,28,FALSE),IF(AND(AR2=6,AD35=AO258),VLOOKUP(41,AN218:BQ290,28,FALSE),IF(AND(AR2=6,AD35=AO259),VLOOKUP(42,AN218:BQ290,28,FALSE),IF(AND(AR2=6,AD35=AO260),VLOOKUP(43,AN218:BQ290,28,FALSE),IF(AND(AR2=6,AD35=AO261),VLOOKUP(44,AN218:BQ290,28,FALSE),IF(AND(AR2=6,AD35=AO262),VLOOKUP(45,AN218:BQ290,28,FALSE),IF(AND(AR2=6,AD35=AO263),VLOOKUP(46,AN218:BQ290,28,FALSE),IF(AND(AR2=6,AD35=AO264),VLOOKUP(47,AN218:BQ290,28,FALSE),IF(AND(AR2=6,AD35=AO265),VLOOKUP(48,AN218:BQ290,28,FALSE),IF(AND(AR2=6,AD35=AO266),VLOOKUP(49,AN218:BQ290,28,FALSE),IF(AND(AR2=6,AD35=AO267),VLOOKUP(50,AN218:BQ290,28,FALSE),IF(AND(AR2=6,AD35=AO268),VLOOKUP(51,AN218:BQ290,28,FALSE),IF(AND(AR2=6,AD35=AO269),VLOOKUP(52,AN218:BQ290,28,FALSE),IF(AND(AR2=6,AD35=AO270),VLOOKUP(53,AN218:BQ290,28,FALSE),IF(AND(AR2=6,AD35=AO271),VLOOKUP(54,AN218:BQ290,28,FALSE),IF(AND(AR2=6,AD35=AO272),VLOOKUP(55,AN218:BQ290,28,FALSE),IF(AND(AR2=6,AD35=AO273),VLOOKUP(56,AN218:BQ290,28,FALSE),IF(AND(AR2=6,AD35=AO274),VLOOKUP(57,AN218:BQ290,28,FALSE),IF(AND(AR2=6,AD35=AO275),VLOOKUP(58,AN218:BQ290,28,FALSE),IF(AND(AR2=6,AD35=AO276),VLOOKUP(59,AN218:BQ290,28,FALSE),IF(AND(AR2=6,AD35=AO277),VLOOKUP(60,AN218:BQ290,28,FALSE),IF(AND(AR2=6,AD35=AO278),VLOOKUP(61,AN218:BQ290,28,FALSE),IF(AND(AR2=6,AD35=AO279),VLOOKUP(62,AN218:BQ290,28,FALSE),IF(AND(AR2=6,AD35=AO280),VLOOKUP(63,AN218:BQ290,28,FALSE),IF(AND(AR2=6,AD35=AO281),VLOOKUP(64,AN218:BQ290,28,FALSE)))))))))))))))))))))))))))))))))))))))))))))))))))))))))))))))))","v":false},"cm3","Zy",{"$f":"IF(AND(AR2=7,AD35=AO308),VLOOKUP(1,AN308:BB327,15,FALSE),IF(AND(AR2=7,AD35=AO309),VLOOKUP(2,AN308:BB327,15,FALSE),IF(AND(AR2=7,AD35=AO310),VLOOKUP(3,AN308:BB327,15,FALSE),IF(AND(AR2=7,AD35=AO311),VLOOKUP(4,AN308:BB327,15,FALSE),IF(AND(AR2=7,AD35=AO312),VLOOKUP(5,AN308:BB327,15,FALSE),IF(AND(AR2=7,AD35=AO313),VLOOKUP(6,AN308:BB327,15,FALSE),IF(AND(AR2=7,AD35=AO314),VLOOKUP(7,AN308:BB327,15,FALSE),IF(AND(AR2=7,AD35=AO315),VLOOKUP(8,AN308:BB327,15,FALSE),IF(AND(AR2=7,AD35=AO316),VLOOKUP(9,AN308:BB327,15,FALSE),IF(AND(AR2=7,AD35=AO317),VLOOKUP(10,AN308:BB327,15,FALSE),IF(AND(AR2=7,AD35=AO318),VLOOKUP(11,AN308:BB327,15,FALSE),IF(AND(AR2=7,AD35=AO319),VLOOKUP(12,AN308:BB327,15,FALSE),IF(AND(AR2=7,AD35=AO320),VLOOKUP(13,AN308:BB327,15,FALSE),IF(AND(AR2=7,AD35=AO321),VLOOKUP(14,AN308:BB327,15,FALSE),IF(AND(AR2=7,AD35=AO322),VLOOKUP(15,AN308:BB327,15,FALSE),IF(AND(AR2=7,AD35=AO323),VLOOKUP(16,AN308:BB327,15,FALSE),IF(AND(AR2=7,AD35=AO324),VLOOKUP(17,AN308:BB327,15,FALSE),IF(AND(AR2=7,AD35=AO325),VLOOKUP(18,AN308:BB327,15,FALSE),IF(AND(AR2=7,AD35=AO326),VLOOKUP(19,AN308:BB327,15,FALSE),IF(AND(AR2=7,AD35=AO327),VLOOKUP(20,AN308:BB327,15,FALSE)))))))))))))))))))))","v":false},"cm3","Zy",{"$f":"IF(AND(AR2=8,AD35=AO1062),VLOOKUP(1,AN1062:BG1074,20,FALSE),IF(AND(AR2=8,AD35=AO1063),VLOOKUP(2,AN1062:BG1074,20,FALSE),IF(AND(AR2=8,AD35=AO1064),VLOOKUP(3,AN1062:BG1074,20,FALSE),IF(AND(AR2=8,AD35=AO1065),VLOOKUP(4,AN1062:BG1074,20,FALSE),IF(AND(AR2=8,AD35=AO1066),VLOOKUP(5,AN1062:BG1074,20,FALSE),IF(AND(AR2=8,AD35=AO1067),VLOOKUP(6,AN1062:BG1074,20,FALSE),IF(AND(AR2=8,AD35=AO1068),VLOOKUP(7,AN1062:BG1074,20,FALSE),IF(AND(AR2=8,AD35=AO1069),VLOOKUP(8,AN1062:BG1074,20,FALSE),IF(AND(AR2=8,AD35=AO1070),VLOOKUP(9,AN1062:BG1074,20,FALSE),IF(AND(AR2=8,AD35=AO1071),VLOOKUP(10,AN1062:BG1074,20,FALSE),IF(AND(AR2=8,AD35=AO1072),VLOOKUP(11,AN1062:BG1074,20,FALSE),IF(AND(AR2=8,AD35=AO1073),VLOOKUP(12,AN1062:BG1074,20,FALSE),IF(AND(AR2=8,AD35=AO1074),VLOOKUP(13,AN1062:BG1074,20,FALSE))))))))))))))","v":false},"cm3"]
[null,null,null,null,null,null,null,null,null,null,null,null,null,null,null,null,null,null,null,null,null,null,null,null,null,null,null,null,null,null,null,null,null,null,null,null,null,null,null,null,null,null,null,"rx",{"$f":"IF(AND(AR2=1,AD35=AO342),VLOOKUP(1,AN342:BC386,11,FALSE),IF(AND(AR2=1,AD35=AO343),VLOOKUP(2,AN342:BC386,11,FALSE),IF(AND(AR2=1,AD35=AO344),VLOOKUP(3,AN342:BC386,11,FALSE),IF(AND(AR2=1,AD35=AO345),VLOOKUP(4,AN342:BC386,11,FALSE),IF(AND(AR2=1,AD35=AO346),VLOOKUP(5,AN342:BC386,11,FALSE),IF(AND(AR2=1,AD35=AO347),VLOOKUP(6,AN342:BC386,11,FALSE),IF(AND(AR2=1,AD35=AO348),VLOOKUP(7,AN342:BC386,11,FALSE),IF(AND(AR2=1,AD35=AO349),VLOOKUP(8,AN342:BC386,11,FALSE),IF(AND(AR2=1,AD35=AO350),VLOOKUP(9,AN342:BC386,11,FALSE),IF(AND(AR2=1,AD35=AO351),VLOOKUP(10,AN342:BC386,11,FALSE),IF(AND(AR2=1,AD35=AO352),VLOOKUP(11,AN342:BC386,11,FALSE),IF(AND(AR2=1,AD35=AO353),VLOOKUP(12,AN342:BC386,11,FALSE),IF(AND(AR2=1,AD35=AO354),VLOOKUP(13,AN342:BC386,11,FALSE),IF(AND(AR2=1,AD35=AO355),VLOOKUP(14,AN342:BC386,11,FALSE),IF(AND(AR2=1,AD35=AO356),VLOOKUP(15,AN342:BC386,11,FALSE),IF(AND(AR2=1,AD35=AO357),VLOOKUP(16,AN342:BC386,11,FALSE),IF(AND(AR2=1,AD35=AO358),VLOOKUP(17,AN342:BC386,11,FALSE),IF(AND(AR2=1,AD35=AO359),VLOOKUP(18,AN342:BC386,11,FALSE),IF(AND(AR2=1,AD35=AO360),VLOOKUP(19,AN342:BC386,11,FALSE),IF(AND(AR2=1,AD35=AO361),VLOOKUP(20,AN342:BC386,11,FALSE),IF(AND(AR2=1,AD35=AO362),VLOOKUP(21,AN342:BC386,11,FALSE),IF(AND(AR2=1,AD35=AO363),VLOOKUP(22,AN342:BC386,11,FALSE),IF(AND(AR2=1,AD35=AO364),VLOOKUP(23,AN342:BC386,11,FALSE),IF(AND(AR2=1,AD35=AO365),VLOOKUP(24,AN342:BC386,11,FALSE),IF(AND(AR2=1,AD35=AO366),VLOOKUP(25,AN342:BC386,11,FALSE),IF(AND(AR2=1,AD35=AO367),VLOOKUP(26,AN342:BC386,11,FALSE),IF(AND(AR2=1,AD35=AO368),VLOOKUP(27,AN342:BC386,11,FALSE),IF(AND(AR2=1,AD35=AO369),VLOOKUP(28,AN342:BC386,11,FALSE),IF(AND(AR2=1,AD35=AO370),VLOOKUP(29,AN342:BC386,11,FALSE),IF(AND(AR2=1,AD35=AO371),VLOOKUP(30,AN342:BC386,11,FALSE),IF(AND(AR2=1,AD35=AO372),VLOOKUP(31,AN342:BC386,11,FALSE),IF(AND(AR2=1,AD35=AO373),VLOOKUP(32,AN342:BC386,11,FALSE),IF(AND(AR2=1,AD35=AO374),VLOOKUP(33,AN342:BC386,11,FALSE),IF(AND(AR2=1,AD35=AO375),VLOOKUP(34,AN342:BC386,11,FALSE),IF(AND(AR2=1,AD35=AO376),VLOOKUP(35,AN342:BC386,11,FALSE),IF(AND(AR2=1,AD35=AO377),VLOOKUP(36,AN342:BC386,11,FALSE),IF(AND(AR2=1,AD35=AO378),VLOOKUP(37,AN342:BC386,11,FALSE),IF(AND(AR2=1,AD35=AO379),VLOOKUP(38,AN342:BC386,11,FALSE),IF(AND(AR2=1,AD35=AO380),VLOOKUP(39,AN342:BC386,11,FALSE),IF(AND(AR2=1,AD35=AO381),VLOOKUP(40,AN342:BC386,11,FALSE),IF(AND(AR2=1,AD35=AO382),VLOOKUP(41,AN342:BC386,11,FALSE),IF(AND(AR2=1,AD35=AO383),VLOOKUP(42,AN342:BC386,11,FALSE),IF(AND(AR2=1,AD35=AO384),VLOOKUP(43,AN342:BC386,11,FALSE),IF(AND(AR2=1,AD35=AO385),VLOOKUP(44,AN342:BC386,11,FALSE),IF(AND(AR2=1,AD35=AO386),VLOOKUP(45,AN342:BC386,11,FALSE))))))))))))))))))))))))))))))))))))))))))))))","v":4.7699999999999996},"cm","rx",{"$f":"IF(AND(AR2=2,AD35=AO443),VLOOKUP(1,AN443:AW474,10,FALSE),IF(AND(AR2=2,AD35=AO444),VLOOKUP(2,AN443:AW474,10,FALSE),IF(AND(AR2=2,AD35=AO445),VLOOKUP(3,AN443:AW474,10,FALSE),IF(AND(AR2=2,AD35=AO446),VLOOKUP(4,AN443:AW474,10,FALSE),IF(AND(AR2=2,AD35=AO447),VLOOKUP(5,AN443:AW474,10,FALSE),IF(AND(AR2=2,AD35=AO448),VLOOKUP(6,AN443:AW474,10,FALSE),IF(AND(AR2=2,AD35=AO449),VLOOKUP(7,AN443:AW474,10,FALSE),IF(AND(AR2=2,AD35=AO450),VLOOKUP(8,AN443:AW474,10,FALSE),IF(AND(AR2=2,AD35=AO451),VLOOKUP(9,AN443:AW474,10,FALSE),IF(AND(AR2=2,AD35=AO452),VLOOKUP(10,AN443:AW474,10,FALSE),IF(AND(AR2=2,AD35=AO453),VLOOKUP(11,AN443:AW474,10,FALSE),IF(AND(AR2=2,AD35=AO454),VLOOKUP(12,AN443:AW474,10,FALSE),IF(AND(AR2=2,AD35=AO455),VLOOKUP(13,AN443:AW474,10,FALSE),IF(AND(AR2=2,AD35=AO456),VLOOKUP(14,AN443:AW474,10,FALSE),IF(AND(AR2=2,AD35=AO457),VLOOKUP(15,AN443:AW474,10,FALSE),IF(AND(AR2=2,AD35=AO458),VLOOKUP(16,AN443:AW474,10,FALSE),IF(AND(AR2=2,AD35=AO459),VLOOKUP(17,AN443:AW474,10,FALSE),IF(AND(AR2=2,AD35=AO460),VLOOKUP(18,AN443:AW474,10,FALSE),IF(AND(AR2=2,AD35=AO461),VLOOKUP(19,AN443:AW474,10,FALSE),IF(AND(AR2=2,AD35=AO462),VLOOKUP(20,AN443:AW474,10,FALSE),IF(AND(AR2=2,AD35=AO463),VLOOKUP(21,AN443:AW474,10,FALSE),IF(AND(AR2=2,AD35=AO464),VLOOKUP(22,AN443:AW474,10,FALSE),IF(AND(AR2=2,AD35=AO465),VLOOKUP(23,AN443:AW474,10,FALSE),IF(AND(AR2=2,AD35=AO466),VLOOKUP(24,AN443:AW474,10,FALSE),IF(AND(AR2=2,AD35=AO467),VLOOKUP(25,AN443:AW474,10,FALSE),IF(AND(AR2=2,AD35=AO468),VLOOKUP(26,AN443:AW474,10,FALSE),IF(AND(AR2=2,AD35=AO469),VLOOKUP(27,AN443:AW474,10,FALSE),IF(AND(AR2=2,AD35=AO470),VLOOKUP(28,AN443:AW474,10,FALSE),IF(AND(AR2=2,AD35=AO471),VLOOKUP(29,AN443:AW474,10,FALSE),IF(AND(AR2=2,AD35=AO472),VLOOKUP(30,AN443:AW474,10,FALSE),IF(AND(AR2=2,AD35=AO473),VLOOKUP(31,AN443:AW474,10,FALSE),IF(AND(AR2=2,AD35=AO474),VLOOKUP(32,AN443:AW474,10,FALSE)))))))))))))))))))))))))))))))))","v":false},"cm","rx",{"$f":"IF(AND(AR2=3,AD35=AO402),VLOOKUP(1,AN402:AZ427,12,FALSE),IF(AND(AR2=3,AD35=AO403),VLOOKUP(2,AN402:AZ427,12,FALSE),IF(AND(AR2=3,AD35=AO404),VLOOKUP(3,AN402:AZ427,12,FALSE),IF(AND(AR2=3,AD35=AO405),VLOOKUP(4,AN402:AZ427,12,FALSE),IF(AND(AR2=3,AD35=AO406),VLOOKUP(5,AN402:AZ427,12,FALSE),IF(AND(AR2=3,AD35=AO407),VLOOKUP(6,AN402:AZ427,12,FALSE),IF(AND(AR2=3,AD35=AO408),VLOOKUP(7,AN402:AZ427,12,FALSE),IF(AND(AR2=3,AD35=AO409),VLOOKUP(8,AN402:AZ427,12,FALSE),IF(AND(AR2=3,AD35=AO410),VLOOKUP(9,AN402:AZ427,12,FALSE),IF(AND(AR2=3,AD35=AO411),VLOOKUP(10,AN402:AZ427,12,FALSE),IF(AND(AR2=3,AD35=AO412),VLOOKUP(11,AN402:AZ427,12,FALSE),IF(AND(AR2=3,AD35=AO413),VLOOKUP(12,AN402:AZ427,12,FALSE),IF(AND(AR2=3,AD35=AO414),VLOOKUP(13,AN402:AZ427,12,FALSE),IF(AND(AR2=3,AD35=AO415),VLOOKUP(14,AN402:AZ427,12,FALSE),IF(AND(AR2=3,AD35=AO416),VLOOKUP(15,AN402:AZ427,12,FALSE),IF(AND(AR2=3,AD35=AO417),VLOOKUP(16,AN402:AZ427,12,FALSE),IF(AND(AR2=3,AD35=AO418),VLOOKUP(17,AN402:AZ427,12,FALSE),IF(AND(AR2=3,AD35=AO419),VLOOKUP(18,AN402:AZ427,12,FALSE),IF(AND(AR2=3,AD35=AO420),VLOOKUP(19,AN402:AZ427,12,FALSE),IF(AND(AR2=3,AD35=AO421),VLOOKUP(20,AN402:AZ427,12,FALSE),IF(AND(AR2=3,AD35=AO422),VLOOKUP(21,AN402:AZ427,12,FALSE),IF(AND(AR2=3,AD35=AO423),VLOOKUP(22,AN402:AZ427,12,FALSE),IF(AND(AR2=3,AD35=AO424),VLOOKUP(23,AN402:AZ427,12,FALSE),IF(AND(AR2=3,AD35=AO425),VLOOKUP(24,AN402:AZ427,12,FALSE),IF(AND(AR2=3,AD35=AO426),VLOOKUP(25,AN402:AZ427,12,FALSE),IF(AND(AR2=3,AD35=AO427),VLOOKUP(26,AN402:AZ427,12,FALSE)))))))))))))))))))))))))))","v":false},"cm","rx",{"$f":"IF(AND(AR2=4,AD35=AO157),VLOOKUP(1,AN157:BG202,15,FALSE),IF(AND(AR2=4,AD35=AO158),VLOOKUP(2,AN157:BG202,15,FALSE),IF(AND(AR2=4,AD35=AO159),VLOOKUP(3,AN157:BG202,15,FALSE),IF(AND(AR2=4,AD35=AO160),VLOOKUP(4,AN157:BG202,15,FALSE),IF(AND(AR2=4,AD35=AO161),VLOOKUP(5,AN157:BG202,15,FALSE),IF(AND(AR2=4,AD35=AO162),VLOOKUP(6,AN157:BG202,15,FALSE),IF(AND(AR2=4,AD35=AO163),VLOOKUP(7,AN157:BG202,15,FALSE),IF(AND(AR2=4,AD35=AO164),VLOOKUP(8,AN157:BG202,15,FALSE),IF(AND(AR2=4,AD35=AO165),VLOOKUP(9,AN157:BG202,15,FALSE),IF(AND(AR2=4,AD35=AO166),VLOOKUP(10,AN157:BG202,15,FALSE),IF(AND(AR2=4,AD35=AO167),VLOOKUP(11,AN157:BG202,15,FALSE),IF(AND(AR2=4,AD35=AO168),VLOOKUP(12,AN157:BG202,15,FALSE),IF(AND(AR2=4,AD35=AO169),VLOOKUP(13,AN157:BG202,15,FALSE),IF(AND(AR2=4,AD35=AO170),VLOOKUP(14,AN157:BG202,15,FALSE),IF(AND(AR2=4,AD35=AO171),VLOOKUP(15,AN157:BG202,15,FALSE),IF(AND(AR2=4,AD35=AO172),VLOOKUP(16,AN157:BG202,15,FALSE),IF(AND(AR2=4,AD35=AO173),VLOOKUP(17,AN157:BG202,15,FALSE),IF(AND(AR2=4,AD35=AO174),VLOOKUP(18,AN157:BG202,15,FALSE),IF(AND(AR2=4,AD35=AO175),VLOOKUP(19,AN157:BG202,15,FALSE),IF(AND(AR2=4,AD35=AO176),VLOOKUP(20,AN157:BG202,15,FALSE),IF(AND(AR2=4,AD35=AO177),VLOOKUP(21,AN157:BG202,15,FALSE),IF(AND(AR2=4,AD35=AO178),VLOOKUP(22,AN157:BG202,15,FALSE),IF(AND(AR2=4,AD35=AO179),VLOOKUP(23,AN157:BG202,15,FALSE),IF(AND(AR2=4,AD35=AO180),VLOOKUP(24,AN157:BG202,15,FALSE),IF(AND(AR2=4,AD35=AO181),VLOOKUP(25,AN157:BG202,15,FALSE),IF(AND(AR2=4,AD35=AO182),VLOOKUP(26,AN157:BG202,15,FALSE),IF(AND(AR2=4,AD35=AO183),VLOOKUP(27,AN157:BG202,15,FALSE),IF(AND(AR2=4,AD35=AO184),VLOOKUP(28,AN157:BG202,15,FALSE),IF(AND(AR2=4,AD35=AO185),VLOOKUP(29,AN157:BG202,15,FALSE),IF(AND(AR2=4,AD35=AO186),VLOOKUP(30,AN157:BG202,15,FALSE),IF(AND(AR2=4,AD35=AO187),VLOOKUP(31,AN157:BG202,15,FALSE),IF(AND(AR2=4,AD35=AO188),VLOOKUP(32,AN157:BG202,15,FALSE),IF(AND(AR2=4,AD35=AO189),VLOOKUP(33,AN157:BG202,15,FALSE),IF(AND(AR2=4,AD35=AO190),VLOOKUP(34,AN157:BG202,15,FALSE),IF(AND(AR2=4,AD35=AO191),VLOOKUP(35,AN157:BG202,15,FALSE),IF(AND(AR2=4,AD35=AO192),VLOOKUP(36,AN157:BG202,15,FALSE),IF(AND(AR2=4,AD35=AO193),VLOOKUP(37,AN157:BG202,15,FALSE),IF(AND(AR2=4,AD35=AO194),VLOOKUP(38,AN157:BG202,15,FALSE),IF(AND(AR2=4,AD35=AO195),VLOOKUP(39,AN157:BG202,15,FALSE),IF(AND(AR2=4,AD35=AO196),VLOOKUP(40,AN157:BG202,15,FALSE),IF(AND(AR2=4,AD35=AO197),VLOOKUP(41,AN157:BG202,15,FALSE),IF(AND(AR2=4,AD35=AO198),VLOOKUP(42,AN157:BG202,15,FALSE),IF(AND(AR2=4,AD35=AO199),VLOOKUP(43,AN157:BG202,15,FALSE),IF(AND(AR2=4,AD35=AO200),VLOOKUP(44,AN157:BG202,15,FALSE),IF(AND(AR2=4,AD35=AO201),VLOOKUP(45,AN157:BG202,15,FALSE),IF(AND(AR2=4,AD35=AO202),VLOOKUP(46,AN157:BG202,15,FALSE)))))))))))))))))))))))))))))))))))))))))))))))","v":false},"cm","rx",{"$f":"IF(AND(AR2=5,AD35=AO126),VLOOKUP(1,AN126:BD141,14,FALSE),IF(AND(AR2=5,AD35=AO127),VLOOKUP(2,AN126:BD141,14,FALSE),IF(AND(AR2=5,AD35=AO128),VLOOKUP(3,AN126:BD141,14,FALSE),IF(AND(AR2=5,AD35=AO129),VLOOKUP(4,AN126:BD141,14,FALSE),IF(AND(AR2=5,AD35=AO130),VLOOKUP(5,AN126:BD141,14,FALSE),IF(AND(AR2=5,AD35=AO131),VLOOKUP(6,AN126:BD141,14,FALSE),IF(AND(AR2=5,AD35=AO132),VLOOKUP(7,AN126:BD141,14,FALSE),IF(AND(AR2=5,AD35=AO133),VLOOKUP(8,AN126:BD141,14,FALSE),IF(AND(AR2=5,AD35=AO134),VLOOKUP(9,AN126:BD141,14,FALSE),IF(AND(AR2=5,AD35=AO135),VLOOKUP(10,AN126:BD141,14,FALSE),IF(AND(AR2=5,AD35=AO136),VLOOKUP(11,AN126:BD141,14,FALSE),IF(AND(AR2=5,AD35=AO137),VLOOKUP(12,AN126:BD141,14,FALSE),IF(AND(AR2=5,AD35=AO138),VLOOKUP(13,AN126:BD141,14,FALSE),IF(AND(AR2=5,AD35=AO139),VLOOKUP(14,AN126:BD141,14,FALSE),IF(AND(AR2=5,AD35=AO140),VLOOKUP(15,AN126:BD141,14,FALSE),IF(AND(AR2=5,AD35=AO141),VLOOKUP(16,AN126:BD141,14,FALSE)))))))))))))))))","v":false},"cm","rx",{"$f":"IF(AND(AR2=6,AD35=AO218),VLOOKUP(1,AN218:BQ290,22,FALSE),IF(AND(AR2=6,AD35=AO219),VLOOKUP(2,AN218:BQ290,22,FALSE),IF(AND(AR2=6,AD35=AO220),VLOOKUP(3,AN218:BQ290,22,FALSE),IF(AND(AR2=6,AD35=AO221),VLOOKUP(4,AN218:BQ290,22,FALSE),IF(AND(AR2=6,AD35=AO222),VLOOKUP(5,AN218:BQ290,22,FALSE),IF(AND(AR2=6,AD35=AO223),VLOOKUP(6,AN218:BQ290,22,FALSE),IF(AND(AR2=6,AD35=AO224),VLOOKUP(7,AN218:BQ290,22,FALSE),IF(AND(AR2=6,AD35=AO225),VLOOKUP(8,AN218:BQ290,22,FALSE),IF(AND(AR2=6,AD35=AO226),VLOOKUP(9,AN218:BQ290,22,FALSE),IF(AND(AR2=6,AD35=AO227),VLOOKUP(10,AN218:BQ290,22,FALSE),IF(AND(AR2=6,AD35=AO228),VLOOKUP(11,AN218:BQ290,22,FALSE),IF(AND(AR2=6,AD35=AO229),VLOOKUP(12,AN218:BQ290,22,FALSE),IF(AND(AR2=6,AD35=AO230),VLOOKUP(13,AN218:BQ290,22,FALSE),IF(AND(AR2=6,AD35=AO231),VLOOKUP(14,AN218:BQ290,22,FALSE),IF(AND(AR2=6,AD35=AO232),VLOOKUP(15,AN218:BQ290,22,FALSE),IF(AND(AR2=6,AD35=AO233),VLOOKUP(16,AN218:BQ290,22,FALSE),IF(AND(AR2=6,AD35=AO234),VLOOKUP(17,AN218:BQ290,22,FALSE),IF(AND(AR2=6,AD35=AO235),VLOOKUP(18,AN218:BQ290,22,FALSE),IF(AND(AR2=6,AD35=AO236),VLOOKUP(19,AN218:BQ290,22,FALSE),IF(AND(AR2=6,AD35=AO237),VLOOKUP(20,AN218:BQ290,22,FALSE),IF(AND(AR2=6,AD35=AO238),VLOOKUP(21,AN218:BQ290,22,FALSE),IF(AND(AR2=6,AD35=AO239),VLOOKUP(22,AN218:BQ290,22,FALSE),IF(AND(AR2=6,AD35=AO240),VLOOKUP(23,AN218:BQ290,22,FALSE),IF(AND(AR2=6,AD35=AO241),VLOOKUP(24,AN218:BQ290,22,FALSE),IF(AND(AR2=6,AD35=AO242),VLOOKUP(25,AN218:BQ290,22,FALSE),IF(AND(AR2=6,AD35=AO243),VLOOKUP(26,AN218:BQ290,22,FALSE),IF(AND(AR2=6,AD35=AO244),VLOOKUP(27,AN218:BQ290,22,FALSE),IF(AND(AR2=6,AD35=AO245),VLOOKUP(28,AN218:BQ290,22,FALSE),IF(AND(AR2=6,AD35=AO246),VLOOKUP(29,AN218:BQ290,22,FALSE),IF(AND(AR2=6,AD35=AO247),VLOOKUP(30,AN218:BQ290,22,FALSE),IF(AND(AR2=6,AD35=AO248),VLOOKUP(31,AN218:BQ290,22,FALSE),IF(AND(AR2=6,AD35=AO249),VLOOKUP(32,AN218:BQ290,22,FALSE),IF(AND(AR2=6,AD35=AO250),VLOOKUP(33,AN218:BQ290,22,FALSE),IF(AND(AR2=6,AD35=AO251),VLOOKUP(34,AN218:BQ290,22,FALSE),IF(AND(AR2=6,AD35=AO252),VLOOKUP(35,AN218:BQ290,22,FALSE),IF(AND(AR2=6,AD35=AO253),VLOOKUP(36,AN218:BQ290,22,FALSE),IF(AND(AR2=6,AD35=AO254),VLOOKUP(37,AN218:BQ290,22,FALSE),IF(AND(AR2=6,AD35=AO255),VLOOKUP(38,AN218:BQ290,22,FALSE),IF(AND(AR2=6,AD35=AO256),VLOOKUP(39,AN218:BQ290,22,FALSE),IF(AND(AR2=6,AD35=AO257),VLOOKUP(40,AN218:BQ290,22,FALSE),IF(AND(AR2=6,AD35=AO258),VLOOKUP(41,AN218:BQ290,22,FALSE),IF(AND(AR2=6,AD35=AO259),VLOOKUP(42,AN218:BQ290,22,FALSE),IF(AND(AR2=6,AD35=AO260),VLOOKUP(43,AN218:BQ290,22,FALSE),IF(AND(AR2=6,AD35=AO261),VLOOKUP(44,AN218:BQ290,22,FALSE),IF(AND(AR2=6,AD35=AO262),VLOOKUP(45,AN218:BQ290,22,FALSE),IF(AND(AR2=6,AD35=AO263),VLOOKUP(46,AN218:BQ290,22,FALSE),IF(AND(AR2=6,AD35=AO264),VLOOKUP(47,AN218:BQ290,22,FALSE),IF(AND(AR2=6,AD35=AO265),VLOOKUP(48,AN218:BQ290,22,FALSE),IF(AND(AR2=6,AD35=AO266),VLOOKUP(49,AN218:BQ290,22,FALSE),IF(AND(AR2=6,AD35=AO267),VLOOKUP(50,AN218:BQ290,22,FALSE),IF(AND(AR2=6,AD35=AO268),VLOOKUP(51,AN218:BQ290,22,FALSE),IF(AND(AR2=6,AD35=AO269),VLOOKUP(52,AN218:BQ290,22,FALSE),IF(AND(AR2=6,AD35=AO270),VLOOKUP(53,AN218:BQ290,22,FALSE),IF(AND(AR2=6,AD35=AO271),VLOOKUP(54,AN218:BQ290,22,FALSE),IF(AND(AR2=6,AD35=AO272),VLOOKUP(55,AN218:BQ290,22,FALSE),IF(AND(AR2=6,AD35=AO273),VLOOKUP(56,AN218:BQ290,22,FALSE),IF(AND(AR2=6,AD35=AO274),VLOOKUP(57,AN218:BQ290,22,FALSE),IF(AND(AR2=6,AD35=AO275),VLOOKUP(58,AN218:BQ290,22,FALSE),IF(AND(AR2=6,AD35=AO276),VLOOKUP(59,AN218:BQ290,22,FALSE),IF(AND(AR2=6,AD35=AO277),VLOOKUP(60,AN218:BQ290,22,FALSE),IF(AND(AR2=6,AD35=AO278),VLOOKUP(61,AN218:BQ290,22,FALSE),IF(AND(AR2=6,AD35=AO279),VLOOKUP(62,AN218:BQ290,22,FALSE),IF(AND(AR2=6,AD35=AO280),VLOOKUP(63,AN218:BQ290,22,FALSE),IF(AND(AR2=6,AD35=AO281),VLOOKUP(64,AN218:BQ290,22,FALSE)))))))))))))))))))))))))))))))))))))))))))))))))))))))))))))))))","v":false},"cm","rx",{"$f":"IF(AND(AR2=7,AD35=AO308),VLOOKUP(1,AN308:BB327,12,FALSE),IF(AND(AR2=7,AD35=AO309),VLOOKUP(2,AN308:BB327,12,FALSE),IF(AND(AR2=7,AD35=AO310),VLOOKUP(3,AN308:BB327,12,FALSE),IF(AND(AR2=7,AD35=AO311),VLOOKUP(4,AN308:BB327,12,FALSE),IF(AND(AR2=7,AD35=AO312),VLOOKUP(5,AN308:BB327,12,FALSE),IF(AND(AR2=7,AD35=AO313),VLOOKUP(6,AN308:BB327,12,FALSE),IF(AND(AR2=7,AD35=AO314),VLOOKUP(7,AN308:BB327,12,FALSE),IF(AND(AR2=7,AD35=AO315),VLOOKUP(8,AN308:BB327,12,FALSE),IF(AND(AR2=7,AD35=AO316),VLOOKUP(9,AN308:BB327,12,FALSE),IF(AND(AR2=7,AD35=AO317),VLOOKUP(10,AN308:BB327,12,FALSE),IF(AND(AR2=7,AD35=AO318),VLOOKUP(11,AN308:BB327,12,FALSE),IF(AND(AR2=7,AD35=AO319),VLOOKUP(12,AN308:BB327,12,FALSE),IF(AND(AR2=7,AD35=AO320),VLOOKUP(13,AN308:BB327,12,FALSE),IF(AND(AR2=7,AD35=AO321),VLOOKUP(14,AN308:BB327,12,FALSE),IF(AND(AR2=7,AD35=AO322),VLOOKUP(15,AN308:BB327,12,FALSE),IF(AND(AR2=7,AD35=AO323),VLOOKUP(16,AN308:BB327,12,FALSE),IF(AND(AR2=7,AD35=AO324),VLOOKUP(17,AN308:BB327,12,FALSE),IF(AND(AR2=7,AD35=AO325),VLOOKUP(18,AN308:BB327,12,FALSE),IF(AND(AR2=7,AD35=AO326),VLOOKUP(19,AN308:BB327,12,FALSE),IF(AND(AR2=7,AD35=AO327),VLOOKUP(20,AN308:BB327,12,FALSE)))))))))))))))))))))","v":false},"cm","rx",{"$f":"IF(AND(AR2=8,AD35=AO1062),VLOOKUP(1,AN1062:BG1074,15,FALSE),IF(AND(AR2=8,AD35=AO1063),VLOOKUP(2,AN1062:BG1074,15,FALSE),IF(AND(AR2=8,AD35=AO1064),VLOOKUP(3,AN1062:BG1074,15,FALSE),IF(AND(AR2=8,AD35=AO1065),VLOOKUP(4,AN1062:BG1074,15,FALSE),IF(AND(AR2=8,AD35=AO1066),VLOOKUP(5,AN1062:BG1074,15,FALSE),IF(AND(AR2=8,AD35=AO1067),VLOOKUP(6,AN1062:BG1074,15,FALSE),IF(AND(AR2=8,AD35=AO1068),VLOOKUP(7,AN1062:BG1074,15,FALSE),IF(AND(AR2=8,AD35=AO1069),VLOOKUP(8,AN1062:BG1074,15,FALSE),IF(AND(AR2=8,AD35=AO1070),VLOOKUP(9,AN1062:BG1074,15,FALSE),IF(AND(AR2=8,AD35=AO1071),VLOOKUP(10,AN1062:BG1074,15,FALSE),IF(AND(AR2=8,AD35=AO1072),VLOOKUP(11,AN1062:BG1074,15,FALSE),IF(AND(AR2=8,AD35=AO1073),VLOOKUP(12,AN1062:BG1074,15,FALSE),IF(AND(AR2=8,AD35=AO1074),VLOOKUP(13,AN1062:BG1074,15,FALSE))))))))))))))","v":false},"cm"]
[null,null,null,null,null,null,null,null,null,null,null,null,null,null,null,null,null,null,null,null,null,null,null,null,null,null,null,null,null,null,null,null,null,null,null,null,null,null,null,null,null,null,null,"ry",{"$f":"IF(AND(AR2=1,AD35=AO342),VLOOKUP(1,AN342:BC386,12,FALSE),IF(AND(AR2=1,AD35=AO343),VLOOKUP(2,AN342:BC386,12,FALSE),IF(AND(AR2=1,AD35=AO344),VLOOKUP(3,AN342:BC386,12,FALSE),IF(AND(AR2=1,AD35=AO345),VLOOKUP(4,AN342:BC386,12,FALSE),IF(AND(AR2=1,AD35=AO346),VLOOKUP(5,AN342:BC386,12,FALSE),IF(AND(AR2=1,AD35=AO347),VLOOKUP(6,AN342:BC386,12,FALSE),IF(AND(AR2=1,AD35=AO348),VLOOKUP(7,AN342:BC386,12,FALSE),IF(AND(AR2=1,AD35=AO349),VLOOKUP(8,AN342:BC386,12,FALSE),IF(AND(AR2=1,AD35=AO350),VLOOKUP(9,AN342:BC386,12,FALSE),IF(AND(AR2=1,AD35=AO351),VLOOKUP(10,AN342:BC386,12,FALSE),IF(AND(AR2=1,AD35=AO352),VLOOKUP(11,AN342:BC386,12,FALSE),IF(AND(AR2=1,AD35=AO353),VLOOKUP(12,AN342:BC386,12,FALSE),IF(AND(AR2=1,AD35=AO354),VLOOKUP(13,AN342:BC386,12,FALSE),IF(AND(AR2=1,AD35=AO355),VLOOKUP(14,AN342:BC386,12,FALSE),IF(AND(AR2=1,AD35=AO356),VLOOKUP(15,AN342:BC386,12,FALSE),IF(AND(AR2=1,AD35=AO357),VLOOKUP(16,AN342:BC386,12,FALSE),IF(AND(AR2=1,AD35=AO358),VLOOKUP(17,AN342:BC386,12,FALSE),IF(AND(AR2=1,AD35=AO359),VLOOKUP(18,AN342:BC386,12,FALSE),IF(AND(AR2=1,AD35=AO360),VLOOKUP(19,AN342:BC386,12,FALSE),IF(AND(AR2=1,AD35=AO361),VLOOKUP(20,AN342:BC386,12,FALSE),IF(AND(AR2=1,AD35=AO362),VLOOKUP(21,AN342:BC386,12,FALSE),IF(AND(AR2=1,AD35=AO363),VLOOKUP(22,AN342:BC386,12,FALSE),IF(AND(AR2=1,AD35=AO364),VLOOKUP(23,AN342:BC386,12,FALSE),IF(AND(AR2=1,AD35=AO365),VLOOKUP(24,AN342:BC386,12,FALSE),IF(AND(AR2=1,AD35=AO366),VLOOKUP(25,AN342:BC386,12,FALSE),IF(AND(AR2=1,AD35=AO367),VLOOKUP(26,AN342:BC386,12,FALSE),IF(AND(AR2=1,AD35=AO368),VLOOKUP(27,AN342:BC386,12,FALSE),IF(AND(AR2=1,AD35=AO369),VLOOKUP(28,AN342:BC386,12,FALSE),IF(AND(AR2=1,AD35=AO370),VLOOKUP(29,AN342:BC386,12,FALSE),IF(AND(AR2=1,AD35=AO371),VLOOKUP(30,AN342:BC386,12,FALSE),IF(AND(AR2=1,AD35=AO372),VLOOKUP(31,AN342:BC386,12,FALSE),IF(AND(AR2=1,AD35=AO373),VLOOKUP(32,AN342:BC386,12,FALSE),IF(AND(AR2=1,AD35=AO374),VLOOKUP(33,AN342:BC386,12,FALSE),IF(AND(AR2=1,AD35=AO375),VLOOKUP(34,AN342:BC386,12,FALSE),IF(AND(AR2=1,AD35=AO376),VLOOKUP(35,AN342:BC386,12,FALSE),IF(AND(AR2=1,AD35=AO377),VLOOKUP(36,AN342:BC386,12,FALSE),IF(AND(AR2=1,AD35=AO378),VLOOKUP(37,AN342:BC386,12,FALSE),IF(AND(AR2=1,AD35=AO379),VLOOKUP(38,AN342:BC386,12,FALSE),IF(AND(AR2=1,AD35=AO380),VLOOKUP(39,AN342:BC386,12,FALSE),IF(AND(AR2=1,AD35=AO381),VLOOKUP(40,AN342:BC386,12,FALSE),IF(AND(AR2=1,AD35=AO382),VLOOKUP(41,AN342:BC386,12,FALSE),IF(AND(AR2=1,AD35=AO383),VLOOKUP(42,AN342:BC386,12,FALSE),IF(AND(AR2=1,AD35=AO384),VLOOKUP(43,AN342:BC386,12,FALSE),IF(AND(AR2=1,AD35=AO385),VLOOKUP(44,AN342:BC386,12,FALSE),IF(AND(AR2=1,AD35=AO386),VLOOKUP(45,AN342:BC386,12,FALSE))))))))))))))))))))))))))))))))))))))))))))))","v":1.81},"cm","ry",{"$f":"IF(AND(AR2=2,AD35=AO443),VLOOKUP(1,AN443:AW474,10,FALSE),IF(AND(AR2=2,AD35=AO444),VLOOKUP(2,AN443:AW474,10,FALSE),IF(AND(AR2=2,AD35=AO445),VLOOKUP(3,AN443:AW474,10,FALSE),IF(AND(AR2=2,AD35=AO446),VLOOKUP(4,AN443:AW474,10,FALSE),IF(AND(AR2=2,AD35=AO447),VLOOKUP(5,AN443:AW474,10,FALSE),IF(AND(AR2=2,AD35=AO448),VLOOKUP(6,AN443:AW474,10,FALSE),IF(AND(AR2=2,AD35=AO449),VLOOKUP(7,AN443:AW474,10,FALSE),IF(AND(AR2=2,AD35=AO450),VLOOKUP(8,AN443:AW474,10,FALSE),IF(AND(AR2=2,AD35=AO451),VLOOKUP(9,AN443:AW474,10,FALSE),IF(AND(AR2=2,AD35=AO452),VLOOKUP(10,AN443:AW474,10,FALSE),IF(AND(AR2=2,AD35=AO453),VLOOKUP(11,AN443:AW474,10,FALSE),IF(AND(AR2=2,AD35=AO454),VLOOKUP(12,AN443:AW474,10,FALSE),IF(AND(AR2=2,AD35=AO455),VLOOKUP(13,AN443:AW474,10,FALSE),IF(AND(AR2=2,AD35=AO456),VLOOKUP(14,AN443:AW474,10,FALSE),IF(AND(AR2=2,AD35=AO457),VLOOKUP(15,AN443:AW474,10,FALSE),IF(AND(AR2=2,AD35=AO458),VLOOKUP(16,AN443:AW474,10,FALSE),IF(AND(AR2=2,AD35=AO459),VLOOKUP(17,AN443:AW474,10,FALSE),IF(AND(AR2=2,AD35=AO460),VLOOKUP(18,AN443:AW474,10,FALSE),IF(AND(AR2=2,AD35=AO461),VLOOKUP(19,AN443:AW474,10,FALSE),IF(AND(AR2=2,AD35=AO462),VLOOKUP(20,AN443:AW474,10,FALSE),IF(AND(AR2=2,AD35=AO463),VLOOKUP(21,AN443:AW474,10,FALSE),IF(AND(AR2=2,AD35=AO464),VLOOKUP(22,AN443:AW474,10,FALSE),IF(AND(AR2=2,AD35=AO465),VLOOKUP(23,AN443:AW474,10,FALSE),IF(AND(AR2=2,AD35=AO466),VLOOKUP(24,AN443:AW474,10,FALSE),IF(AND(AR2=2,AD35=AO467),VLOOKUP(25,AN443:AW474,10,FALSE),IF(AND(AR2=2,AD35=AO468),VLOOKUP(26,AN443:AW474,10,FALSE),IF(AND(AR2=2,AD35=AO469),VLOOKUP(27,AN443:AW474,10,FALSE),IF(AND(AR2=2,AD35=AO470),VLOOKUP(28,AN443:AW474,10,FALSE),IF(AND(AR2=2,AD35=AO471),VLOOKUP(29,AN443:AW474,10,FALSE),IF(AND(AR2=2,AD35=AO472),VLOOKUP(30,AN443:AW474,10,FALSE),IF(AND(AR2=2,AD35=AO473),VLOOKUP(31,AN443:AW474,10,FALSE),IF(AND(AR2=2,AD35=AO474),VLOOKUP(32,AN443:AW474,10,FALSE)))))))))))))))))))))))))))))))))","v":false},"cm","ry",{"$f":"IF(AND(AR2=3,AD35=AO402),VLOOKUP(1,AN402:AZ427,13,FALSE),IF(AND(AR2=3,AD35=AO403),VLOOKUP(2,AN402:AZ427,13,FALSE),IF(AND(AR2=3,AD35=AO404),VLOOKUP(3,AN402:AZ427,13,FALSE),IF(AND(AR2=3,AD35=AO405),VLOOKUP(4,AN402:AZ427,13,FALSE),IF(AND(AR2=3,AD35=AO406),VLOOKUP(5,AN402:AZ427,13,FALSE),IF(AND(AR2=3,AD35=AO407),VLOOKUP(6,AN402:AZ427,13,FALSE),IF(AND(AR2=3,AD35=AO408),VLOOKUP(7,AN402:AZ427,13,FALSE),IF(AND(AR2=3,AD35=AO409),VLOOKUP(8,AN402:AZ427,13,FALSE),IF(AND(AR2=3,AD35=AO410),VLOOKUP(9,AN402:AZ427,13,FALSE),IF(AND(AR2=3,AD35=AO411),VLOOKUP(10,AN402:AZ427,13,FALSE),IF(AND(AR2=3,AD35=AO412),VLOOKUP(11,AN402:AZ427,13,FALSE),IF(AND(AR2=3,AD35=AO413),VLOOKUP(12,AN402:AZ427,13,FALSE),IF(AND(AR2=3,AD35=AO414),VLOOKUP(13,AN402:AZ427,13,FALSE),IF(AND(AR2=3,AD35=AO415),VLOOKUP(14,AN402:AZ427,13,FALSE),IF(AND(AR2=3,AD35=AO416),VLOOKUP(15,AN402:AZ427,13,FALSE),IF(AND(AR2=3,AD35=AO417),VLOOKUP(16,AN402:AZ427,13,FALSE),IF(AND(AR2=3,AD35=AO418),VLOOKUP(17,AN402:AZ427,13,FALSE),IF(AND(AR2=3,AD35=AO419),VLOOKUP(18,AN402:AZ427,13,FALSE),IF(AND(AR2=3,AD35=AO420),VLOOKUP(19,AN402:AZ427,13,FALSE),IF(AND(AR2=3,AD35=AO421),VLOOKUP(20,AN402:AZ427,13,FALSE),IF(AND(AR2=3,AD35=AO422),VLOOKUP(21,AN402:AZ427,13,FALSE),IF(AND(AR2=3,AD35=AO423),VLOOKUP(22,AN402:AZ427,13,FALSE),IF(AND(AR2=3,AD35=AO424),VLOOKUP(23,AN402:AZ427,13,FALSE),IF(AND(AR2=3,AD35=AO425),VLOOKUP(24,AN402:AZ427,13,FALSE),IF(AND(AR2=3,AD35=AO426),VLOOKUP(25,AN402:AZ427,13,FALSE),IF(AND(AR2=3,AD35=AO427),VLOOKUP(26,AN402:AZ427,13,FALSE)))))))))))))))))))))))))))","v":false},"cm","ry",{"$f":"BB31","v":false},"cm","ry",{"$f":"IF(AND(AR2=5,AD35=AO126),VLOOKUP(1,AN126:BD141,15,FALSE),IF(AND(AR2=5,AD35=AO127),VLOOKUP(2,AN126:BD141,15,FALSE),IF(AND(AR2=5,AD35=AO128),VLOOKUP(3,AN126:BD141,15,FALSE),IF(AND(AR2=5,AD35=AO129),VLOOKUP(4,AN126:BD141,15,FALSE),IF(AND(AR2=5,AD35=AO130),VLOOKUP(5,AN126:BD141,15,FALSE),IF(AND(AR2=5,AD35=AO131),VLOOKUP(6,AN126:BD141,15,FALSE),IF(AND(AR2=5,AD35=AO132),VLOOKUP(7,AN126:BD141,15,FALSE),IF(AND(AR2=5,AD35=AO133),VLOOKUP(8,AN126:BD141,15,FALSE),IF(AND(AR2=5,AD35=AO134),VLOOKUP(9,AN126:BD141,15,FALSE),IF(AND(AR2=5,AD35=AO135),VLOOKUP(10,AN126:BD141,15,FALSE),IF(AND(AR2=5,AD35=AO136),VLOOKUP(11,AN126:BD141,15,FALSE),IF(AND(AR2=5,AD35=AO137),VLOOKUP(12,AN126:BD141,15,FALSE),IF(AND(AR2=5,AD35=AO138),VLOOKUP(13,AN126:BD141,15,FALSE),IF(AND(AR2=5,AD35=AO139),VLOOKUP(14,AN126:BD141,15,FALSE),IF(AND(AR2=5,AD35=AO140),VLOOKUP(15,AN126:BD141,15,FALSE),IF(AND(AR2=5,AD35=AO141),VLOOKUP(16,AN126:BD141,15,FALSE)))))))))))))))))","v":false},"cm","ry",{"$f":"IF(AND(AR2=6,AD35=AO218),VLOOKUP(1,AN218:BQ290,24,FALSE),IF(AND(AR2=6,AD35=AO219),VLOOKUP(2,AN218:BQ290,24,FALSE),IF(AND(AR2=6,AD35=AO220),VLOOKUP(3,AN218:BQ290,24,FALSE),IF(AND(AR2=6,AD35=AO221),VLOOKUP(4,AN218:BQ290,24,FALSE),IF(AND(AR2=6,AD35=AO222),VLOOKUP(5,AN218:BQ290,24,FALSE),IF(AND(AR2=6,AD35=AO223),VLOOKUP(6,AN218:BQ290,24,FALSE),IF(AND(AR2=6,AD35=AO224),VLOOKUP(7,AN218:BQ290,24,FALSE),IF(AND(AR2=6,AD35=AO225),VLOOKUP(8,AN218:BQ290,24,FALSE),IF(AND(AR2=6,AD35=AO226),VLOOKUP(9,AN218:BQ290,24,FALSE),IF(AND(AR2=6,AD35=AO227),VLOOKUP(10,AN218:BQ290,24,FALSE),IF(AND(AR2=6,AD35=AO228),VLOOKUP(11,AN218:BQ290,24,FALSE),IF(AND(AR2=6,AD35=AO229),VLOOKUP(12,AN218:BQ290,24,FALSE),IF(AND(AR2=6,AD35=AO230),VLOOKUP(13,AN218:BQ290,24,FALSE),IF(AND(AR2=6,AD35=AO231),VLOOKUP(14,AN218:BQ290,24,FALSE),IF(AND(AR2=6,AD35=AO232),VLOOKUP(15,AN218:BQ290,24,FALSE),IF(AND(AR2=6,AD35=AO233),VLOOKUP(16,AN218:BQ290,24,FALSE),IF(AND(AR2=6,AD35=AO234),VLOOKUP(17,AN218:BQ290,24,FALSE),IF(AND(AR2=6,AD35=AO235),VLOOKUP(18,AN218:BQ290,24,FALSE),IF(AND(AR2=6,AD35=AO236),VLOOKUP(19,AN218:BQ290,24,FALSE),IF(AND(AR2=6,AD35=AO237),VLOOKUP(20,AN218:BQ290,24,FALSE),IF(AND(AR2=6,AD35=AO238),VLOOKUP(21,AN218:BQ290,24,FALSE),IF(AND(AR2=6,AD35=AO239),VLOOKUP(22,AN218:BQ290,24,FALSE),IF(AND(AR2=6,AD35=AO240),VLOOKUP(23,AN218:BQ290,24,FALSE),IF(AND(AR2=6,AD35=AO241),VLOOKUP(24,AN218:BQ290,24,FALSE),IF(AND(AR2=6,AD35=AO242),VLOOKUP(25,AN218:BQ290,24,FALSE),IF(AND(AR2=6,AD35=AO243),VLOOKUP(26,AN218:BQ290,24,FALSE),IF(AND(AR2=6,AD35=AO244),VLOOKUP(27,AN218:BQ290,24,FALSE),IF(AND(AR2=6,AD35=AO245),VLOOKUP(28,AN218:BQ290,24,FALSE),IF(AND(AR2=6,AD35=AO246),VLOOKUP(29,AN218:BQ290,24,FALSE),IF(AND(AR2=6,AD35=AO247),VLOOKUP(30,AN218:BQ290,24,FALSE),IF(AND(AR2=6,AD35=AO248),VLOOKUP(31,AN218:BQ290,24,FALSE),IF(AND(AR2=6,AD35=AO249),VLOOKUP(32,AN218:BQ290,24,FALSE),IF(AND(AR2=6,AD35=AO250),VLOOKUP(33,AN218:BQ290,24,FALSE),IF(AND(AR2=6,AD35=AO251),VLOOKUP(34,AN218:BQ290,24,FALSE),IF(AND(AR2=6,AD35=AO252),VLOOKUP(35,AN218:BQ290,24,FALSE),IF(AND(AR2=6,AD35=AO253),VLOOKUP(36,AN218:BQ290,24,FALSE),IF(AND(AR2=6,AD35=AO254),VLOOKUP(37,AN218:BQ290,24,FALSE),IF(AND(AR2=6,AD35=AO255),VLOOKUP(38,AN218:BQ290,24,FALSE),IF(AND(AR2=6,AD35=AO256),VLOOKUP(39,AN218:BQ290,24,FALSE),IF(AND(AR2=6,AD35=AO257),VLOOKUP(40,AN218:BQ290,24,FALSE),IF(AND(AR2=6,AD35=AO258),VLOOKUP(41,AN218:BQ290,24,FALSE),IF(AND(AR2=6,AD35=AO259),VLOOKUP(42,AN218:BQ290,24,FALSE),IF(AND(AR2=6,AD35=AO260),VLOOKUP(43,AN218:BQ290,24,FALSE),IF(AND(AR2=6,AD35=AO261),VLOOKUP(44,AN218:BQ290,24,FALSE),IF(AND(AR2=6,AD35=AO262),VLOOKUP(45,AN218:BQ290,24,FALSE),IF(AND(AR2=6,AD35=AO263),VLOOKUP(46,AN218:BQ290,24,FALSE),IF(AND(AR2=6,AD35=AO264),VLOOKUP(47,AN218:BQ290,24,FALSE),IF(AND(AR2=6,AD35=AO265),VLOOKUP(48,AN218:BQ290,24,FALSE),IF(AND(AR2=6,AD35=AO266),VLOOKUP(49,AN218:BQ290,24,FALSE),IF(AND(AR2=6,AD35=AO267),VLOOKUP(50,AN218:BQ290,24,FALSE),IF(AND(AR2=6,AD35=AO268),VLOOKUP(51,AN218:BQ290,24,FALSE),IF(AND(AR2=6,AD35=AO269),VLOOKUP(52,AN218:BQ290,24,FALSE),IF(AND(AR2=6,AD35=AO270),VLOOKUP(53,AN218:BQ290,24,FALSE),IF(AND(AR2=6,AD35=AO271),VLOOKUP(54,AN218:BQ290,24,FALSE),IF(AND(AR2=6,AD35=AO272),VLOOKUP(55,AN218:BQ290,24,FALSE),IF(AND(AR2=6,AD35=AO273),VLOOKUP(56,AN218:BQ290,24,FALSE),IF(AND(AR2=6,AD35=AO274),VLOOKUP(57,AN218:BQ290,24,FALSE),IF(AND(AR2=6,AD35=AO275),VLOOKUP(58,AN218:BQ290,24,FALSE),IF(AND(AR2=6,AD35=AO276),VLOOKUP(59,AN218:BQ290,24,FALSE),IF(AND(AR2=6,AD35=AO277),VLOOKUP(60,AN218:BQ290,24,FALSE),IF(AND(AR2=6,AD35=AO278),VLOOKUP(61,AN218:BQ290,24,FALSE),IF(AND(AR2=6,AD35=AO279),VLOOKUP(62,AN218:BQ290,24,FALSE),IF(AND(AR2=6,AD35=AO280),VLOOKUP(63,AN218:BQ290,24,FALSE),IF(AND(AR2=6,AD35=AO281),VLOOKUP(64,AN218:BQ290,24,FALSE)))))))))))))))))))))))))))))))))))))))))))))))))))))))))))))))))","v":false},"cm","ry",{"$f":"IF(AND(AR2=7,AD35=AO308),VLOOKUP(1,AN308:BB327,13,FALSE),IF(AND(AR2=7,AD35=AO309),VLOOKUP(2,AN308:BB327,13,FALSE),IF(AND(AR2=7,AD35=AO310),VLOOKUP(3,AN308:BB327,13,FALSE),IF(AND(AR2=7,AD35=AO311),VLOOKUP(4,AN308:BB327,13,FALSE),IF(AND(AR2=7,AD35=AO312),VLOOKUP(5,AN308:BB327,13,FALSE),IF(AND(AR2=7,AD35=AO313),VLOOKUP(6,AN308:BB327,13,FALSE),IF(AND(AR2=7,AD35=AO314),VLOOKUP(7,AN308:BB327,13,FALSE),IF(AND(AR2=7,AD35=AO315),VLOOKUP(8,AN308:BB327,13,FALSE),IF(AND(AR2=7,AD35=AO316),VLOOKUP(9,AN308:BB327,13,FALSE),IF(AND(AR2=7,AD35=AO317),VLOOKUP(10,AN308:BB327,13,FALSE),IF(AND(AR2=7,AD35=AO318),VLOOKUP(11,AN308:BB327,13,FALSE),IF(AND(AR2=7,AD35=AO319),VLOOKUP(12,AN308:BB327,13,FALSE),IF(AND(AR2=7,AD35=AO320),VLOOKUP(13,AN308:BB327,13,FALSE),IF(AND(AR2=7,AD35=AO321),VLOOKUP(14,AN308:BB327,13,FALSE),IF(AND(AR2=7,AD35=AO322),VLOOKUP(15,AN308:BB327,13,FALSE),IF(AND(AR2=7,AD35=AO323),VLOOKUP(16,AN308:BB327,13,FALSE),IF(AND(AR2=7,AD35=AO324),VLOOKUP(17,AN308:BB327,13,FALSE),IF(AND(AR2=7,AD35=AO325),VLOOKUP(18,AN308:BB327,13,FALSE),IF(AND(AR2=7,AD35=AO326),VLOOKUP(19,AN308:BB327,13,FALSE),IF(AND(AR2=7,AD35=AO327),VLOOKUP(20,AN308:BB327,13,FALSE)))))))))))))))))))))","v":false},"cm","ry",{"$f":"IF(AND(AR2=8,AD35=AO1062),VLOOKUP(1,AN1062:BG1074,16,FALSE),IF(AND(AR2=8,AD35=AO1063),VLOOKUP(2,AN1062:BG1074,16,FALSE),IF(AND(AR2=8,AD35=AO1064),VLOOKUP(3,AN1062:BG1074,16,FALSE),IF(AND(AR2=8,AD35=AO1065),VLOOKUP(4,AN1062:BG1074,16,FALSE),IF(AND(AR2=8,AD35=AO1066),VLOOKUP(5,AN1062:BG1074,16,FALSE),IF(AND(AR2=8,AD35=AO1067),VLOOKUP(6,AN1062:BG1074,16,FALSE),IF(AND(AR2=8,AD35=AO1068),VLOOKUP(7,AN1062:BG1074,16,FALSE),IF(AND(AR2=8,AD35=AO1069),VLOOKUP(8,AN1062:BG1074,16,FALSE),IF(AND(AR2=8,AD35=AO1070),VLOOKUP(9,AN1062:BG1074,16,FALSE),IF(AND(AR2=8,AD35=AO1071),VLOOKUP(10,AN1062:BG1074,16,FALSE),IF(AND(AR2=8,AD35=AO1072),VLOOKUP(11,AN1062:BG1074,16,FALSE),IF(AND(AR2=8,AD35=AO1073),VLOOKUP(12,AN1062:BG1074,16,FALSE),IF(AND(AR2=8,AD35=AO1074),VLOOKUP(13,AN1062:BG1074,16,FALSE))))))))))))))","v":false},"cm"]
[null,null,null,null,null,null,null,null,null,null,null,null,null,null,null,null,null,null,null,null,null,null,null,null,null,null,null,null,null,null,null,null,null,null,null,null,null,null,null,null,null,null,null,"Section Area",{"$f":"IF(AND(AR2=1,AD35=AO342),VLOOKUP(1,AN342:BC386,5,FALSE),IF(AND(AR2=1,AD35=AO343),VLOOKUP(2,AN342:BC386,5,FALSE),IF(AND(AR2=1,AD35=AO344),VLOOKUP(3,AN342:BC386,5,FALSE),IF(AND(AR2=1,AD35=AO345),VLOOKUP(4,AN342:BC386,5,FALSE),IF(AND(AR2=1,AD35=AO346),VLOOKUP(5,AN342:BC386,5,FALSE),IF(AND(AR2=1,AD35=AO347),VLOOKUP(6,AN342:BC386,5,FALSE),IF(AND(AR2=1,AD35=AO348),VLOOKUP(7,AN342:BC386,5,FALSE),IF(AND(AR2=1,AD35=AO349),VLOOKUP(8,AN342:BC386,5,FALSE),IF(AND(AR2=1,AD35=AO350),VLOOKUP(9,AN342:BC386,5,FALSE),IF(AND(AR2=1,AD35=AO351),VLOOKUP(10,AN342:BC386,5,FALSE),IF(AND(AR2=1,AD35=AO352),VLOOKUP(11,AN342:BC386,5,FALSE),IF(AND(AR2=1,AD35=AO353),VLOOKUP(12,AN342:BC386,5,FALSE),IF(AND(AR2=1,AD35=AO354),VLOOKUP(13,AN342:BC386,5,FALSE),IF(AND(AR2=1,AD35=AO355),VLOOKUP(14,AN342:BC386,5,FALSE),IF(AND(AR2=1,AD35=AO356),VLOOKUP(15,AN342:BC386,5,FALSE),IF(AND(AR2=1,AD35=AO357),VLOOKUP(16,AN342:BC386,5,FALSE),IF(AND(AR2=1,AD35=AO358),VLOOKUP(17,AN342:BC386,5,FALSE),IF(AND(AR2=1,AD35=AO359),VLOOKUP(18,AN342:BC386,5,FALSE),IF(AND(AR2=1,AD35=AO360),VLOOKUP(19,AN342:BC386,5,FALSE),IF(AND(AR2=1,AD35=AO361),VLOOKUP(20,AN342:BC386,5,FALSE),IF(AND(AR2=1,AD35=AO362),VLOOKUP(21,AN342:BC386,5,FALSE),IF(AND(AR2=1,AD35=AO363),VLOOKUP(22,AN342:BC386,5,FALSE),IF(AND(AR2=1,AD35=AO364),VLOOKUP(23,AN342:BC386,5,FALSE),IF(AND(AR2=1,AD35=AO365),VLOOKUP(24,AN342:BC386,5,FALSE),IF(AND(AR2=1,AD35=AO366),VLOOKUP(25,AN342:BC386,5,FALSE),IF(AND(AR2=1,AD35=AO367),VLOOKUP(26,AN342:BC386,5,FALSE),IF(AND(AR2=1,AD35=AO368),VLOOKUP(27,AN342:BC386,5,FALSE),IF(AND(AR2=1,AD35=AO369),VLOOKUP(28,AN342:BC386,5,FALSE),IF(AND(AR2=1,AD35=AO370),VLOOKUP(29,AN342:BC386,5,FALSE),IF(AND(AR2=1,AD35=AO371),VLOOKUP(30,AN342:BC386,5,FALSE),IF(AND(AR2=1,AD35=AO372),VLOOKUP(31,AN342:BC386,5,FALSE),IF(AND(AR2=1,AD35=AO373),VLOOKUP(32,AN342:BC386,5,FALSE),IF(AND(AR2=1,AD35=AO374),VLOOKUP(33,AN342:BC386,5,FALSE),IF(AND(AR2=1,AD35=AO375),VLOOKUP(34,AN342:BC386,5,FALSE),IF(AND(AR2=1,AD35=AO376),VLOOKUP(35,AN342:BC386,5,FALSE),IF(AND(AR2=1,AD35=AO377),VLOOKUP(36,AN342:BC386,5,FALSE),IF(AND(AR2=1,AD35=AO378),VLOOKUP(37,AN342:BC386,5,FALSE),IF(AND(AR2=1,AD35=AO379),VLOOKUP(38,AN342:BC386,5,FALSE),IF(AND(AR2=1,AD35=AO380),VLOOKUP(39,AN342:BC386,5,FALSE),IF(AND(AR2=1,AD35=AO381),VLOOKUP(40,AN342:BC386,5,FALSE),IF(AND(AR2=1,AD35=AO382),VLOOKUP(41,AN342:BC386,5,FALSE),IF(AND(AR2=1,AD35=AO383),VLOOKUP(42,AN342:BC386,5,FALSE),IF(AND(AR2=1,AD35=AO384),VLOOKUP(43,AN342:BC386,5,FALSE),IF(AND(AR2=1,AD35=AO385),VLOOKUP(44,AN342:BC386,5,FALSE),IF(AND(AR2=1,AD35=AO386),VLOOKUP(45,AN342:BC386,5,FALSE))))))))))))))))))))))))))))))))))))))))))))))","v":9.548},"cm2","Section Area",{"$f":"IF(AND(AR2=2,AD35=AO443),VLOOKUP(1,AN443:AW474,7,FALSE),IF(AND(AR2=2,AD35=AO444),VLOOKUP(2,AN443:AW474,7,FALSE),IF(AND(AR2=2,AD35=AO445),VLOOKUP(3,AN443:AW474,7,FALSE),IF(AND(AR2=2,AD35=AO446),VLOOKUP(4,AN443:AW474,7,FALSE),IF(AND(AR2=2,AD35=AO447),VLOOKUP(5,AN443:AW474,7,FALSE),IF(AND(AR2=2,AD35=AO448),VLOOKUP(6,AN443:AW474,7,FALSE),IF(AND(AR2=2,AD35=AO449),VLOOKUP(7,AN443:AW474,7,FALSE),IF(AND(AR2=2,AD35=AO450),VLOOKUP(8,AN443:AW474,7,FALSE),IF(AND(AR2=2,AD35=AO451),VLOOKUP(9,AN443:AW474,7,FALSE),IF(AND(AR2=2,AD35=AO452),VLOOKUP(10,AN443:AW474,7,FALSE),IF(AND(AR2=2,AD35=AO453),VLOOKUP(11,AN443:AW474,7,FALSE),IF(AND(AR2=2,AD35=AO454),VLOOKUP(12,AN443:AW474,7,FALSE),IF(AND(AR2=2,AD35=AO455),VLOOKUP(13,AN443:AW474,7,FALSE),IF(AND(AR2=2,AD35=AO456),VLOOKUP(14,AN443:AW474,7,FALSE),IF(AND(AR2=2,AD35=AO457),VLOOKUP(15,AN443:AW474,7,FALSE),IF(AND(AR2=2,AD35=AO458),VLOOKUP(16,AN443:AW474,7,FALSE),IF(AND(AR2=2,AD35=AO459),VLOOKUP(17,AN443:AW474,7,FALSE),IF(AND(AR2=2,AD35=AO460),VLOOKUP(18,AN443:AW474,7,FALSE),IF(AND(AR2=2,AD35=AO461),VLOOKUP(19,AN443:AW474,7,FALSE),IF(AND(AR2=2,AD35=AO462),VLOOKUP(20,AN443:AW474,7,FALSE),IF(AND(AR2=2,AD35=AO463),VLOOKUP(21,AN443:AW474,7,FALSE),IF(AND(AR2=2,AD35=AO464),VLOOKUP(22,AN443:AW474,7,FALSE),IF(AND(AR2=2,AD35=AO465),VLOOKUP(23,AN443:AW474,7,FALSE),IF(AND(AR2=2,AD35=AO466),VLOOKUP(24,AN443:AW474,7,FALSE),IF(AND(AR2=2,AD35=AO467),VLOOKUP(25,AN443:AW474,7,FALSE),IF(AND(AR2=2,AD35=AO468),VLOOKUP(26,AN443:AW474,7,FALSE),IF(AND(AR2=2,AD35=AO469),VLOOKUP(27,AN443:AW474,7,FALSE),IF(AND(AR2=2,AD35=AO470),VLOOKUP(28,AN443:AW474,7,FALSE),IF(AND(AR2=2,AD35=AO471),VLOOKUP(29,AN443:AW474,7,FALSE),IF(AND(AR2=2,AD35=AO472),VLOOKUP(30,AN443:AW474,7,FALSE),IF(AND(AR2=2,AD35=AO473),VLOOKUP(31,AN443:AW474,7,FALSE),IF(AND(AR2=2,AD35=AO474),VLOOKUP(32,AN443:AW474,7,FALSE)))))))))))))))))))))))))))))))))","v":false},"cm2","Section Area",{"$f":"IF(AND(AR2=3,AD35=AO402),VLOOKUP(1,AN402:AZ427,7,FALSE),IF(AND(AR2=3,AD35=AO403),VLOOKUP(2,AN402:AZ427,7,FALSE),IF(AND(AR2=3,AD35=AO404),VLOOKUP(3,AN402:AZ427,7,FALSE),IF(AND(AR2=3,AD35=AO405),VLOOKUP(4,AN402:AZ427,7,FALSE),IF(AND(AR2=3,AD35=AO406),VLOOKUP(5,AN402:AZ427,7,FALSE),IF(AND(AR2=3,AD35=AO407),VLOOKUP(6,AN402:AZ427,7,FALSE),IF(AND(AR2=3,AD35=AO408),VLOOKUP(7,AN402:AZ427,7,FALSE),IF(AND(AR2=3,AD35=AO409),VLOOKUP(8,AN402:AZ427,7,FALSE),IF(AND(AR2=3,AD35=AO410),VLOOKUP(9,AN402:AZ427,7,FALSE),IF(AND(AR2=3,AD35=AO411),VLOOKUP(10,AN402:AZ427,7,FALSE),IF(AND(AR2=3,AD35=AO412),VLOOKUP(11,AN402:AZ427,7,FALSE),IF(AND(AR2=3,AD35=AO413),VLOOKUP(12,AN402:AZ427,7,FALSE),IF(AND(AR2=3,AD35=AO414),VLOOKUP(13,AN402:AZ427,7,FALSE),IF(AND(AR2=3,AD35=AO415),VLOOKUP(14,AN402:AZ427,7,FALSE),IF(AND(AR2=3,AD35=AO416),VLOOKUP(15,AN402:AZ427,7,FALSE),IF(AND(AR2=3,AD35=AO417),VLOOKUP(16,AN402:AZ427,7,FALSE),IF(AND(AR2=3,AD35=AO418),VLOOKUP(17,AN402:AZ427,7,FALSE),IF(AND(AR2=3,AD35=AO419),VLOOKUP(18,AN402:AZ427,7,FALSE),IF(AND(AR2=3,AD35=AO420),VLOOKUP(19,AN402:AZ427,7,FALSE),IF(AND(AR2=3,AD35=AO421),VLOOKUP(20,AN402:AZ427,7,FALSE),IF(AND(AR2=3,AD35=AO422),VLOOKUP(21,AN402:AZ427,7,FALSE),IF(AND(AR2=3,AD35=AO423),VLOOKUP(22,AN402:AZ427,7,FALSE),IF(AND(AR2=3,AD35=AO424),VLOOKUP(23,AN402:AZ427,7,FALSE),IF(AND(AR2=3,AD35=AO425),VLOOKUP(24,AN402:AZ427,7,FALSE),IF(AND(AR2=3,AD35=AO426),VLOOKUP(25,AN402:AZ427,7,FALSE),IF(AND(AR2=3,AD35=AO427),VLOOKUP(26,AN402:AZ427,7,FALSE)))))))))))))))))))))))))))","v":false},"cm2","Section Area",{"$f":"IF(AND(AR2=4,AD35=AO157),VLOOKUP(1,AN157:BG202,7,FALSE),IF(AND(AR2=4,AD35=AO158),VLOOKUP(2,AN157:BG202,7,FALSE),IF(AND(AR2=4,AD35=AO159),VLOOKUP(3,AN157:BG202,7,FALSE),IF(AND(AR2=4,AD35=AO160),VLOOKUP(4,AN157:BG202,7,FALSE),IF(AND(AR2=4,AD35=AO161),VLOOKUP(5,AN157:BG202,7,FALSE),IF(AND(AR2=4,AD35=AO162),VLOOKUP(6,AN157:BG202,7,FALSE),IF(AND(AR2=4,AD35=AO163),VLOOKUP(7,AN157:BG202,7,FALSE),IF(AND(AR2=4,AD35=AO164),VLOOKUP(8,AN157:BG202,7,FALSE),IF(AND(AR2=4,AD35=AO165),VLOOKUP(9,AN157:BG202,7,FALSE),IF(AND(AR2=4,AD35=AO166),VLOOKUP(10,AN157:BG202,7,FALSE),IF(AND(AR2=4,AD35=AO167),VLOOKUP(11,AN157:BG202,7,FALSE),IF(AND(AR2=4,AD35=AO168),VLOOKUP(12,AN157:BG202,7,FALSE),IF(AND(AR2=4,AD35=AO169),VLOOKUP(13,AN157:BG202,7,FALSE),IF(AND(AR2=4,AD35=AO170),VLOOKUP(14,AN157:BG202,7,FALSE),IF(AND(AR2=4,AD35=AO171),VLOOKUP(15,AN157:BG202,7,FALSE),IF(AND(AR2=4,AD35=AO172),VLOOKUP(16,AN157:BG202,7,FALSE),IF(AND(AR2=4,AD35=AO173),VLOOKUP(17,AN157:BG202,7,FALSE),IF(AND(AR2=4,AD35=AO174),VLOOKUP(18,AN157:BG202,7,FALSE),IF(AND(AR2=4,AD35=AO175),VLOOKUP(19,AN157:BG202,7,FALSE),IF(AND(AR2=4,AD35=AO176),VLOOKUP(20,AN157:BG202,7,FALSE),IF(AND(AR2=4,AD35=AO177),VLOOKUP(21,AN157:BG202,7,FALSE),IF(AND(AR2=4,AD35=AO178),VLOOKUP(22,AN157:BG202,7,FALSE),IF(AND(AR2=4,AD35=AO179),VLOOKUP(23,AN157:BG202,7,FALSE),IF(AND(AR2=4,AD35=AO180),VLOOKUP(24,AN157:BG202,7,FALSE),IF(AND(AR2=4,AD35=AO181),VLOOKUP(25,AN157:BG202,7,FALSE),IF(AND(AR2=4,AD35=AO182),VLOOKUP(26,AN157:BG202,7,FALSE),IF(AND(AR2=4,AD35=AO183),VLOOKUP(27,AN157:BG202,7,FALSE),IF(AND(AR2=4,AD35=AO184),VLOOKUP(28,AN157:BG202,7,FALSE),IF(AND(AR2=4,AD35=AO185),VLOOKUP(29,AN157:BG202,7,FALSE),IF(AND(AR2=4,AD35=AO186),VLOOKUP(30,AN157:BG202,7,FALSE),IF(AND(AR2=4,AD35=AO187),VLOOKUP(31,AN157:BG202,7,FALSE),IF(AND(AR2=4,AD35=AO188),VLOOKUP(32,AN157:BG202,7,FALSE),IF(AND(AR2=4,AD35=AO189),VLOOKUP(33,AN157:BG202,7,FALSE),IF(AND(AR2=4,AD35=AO190),VLOOKUP(34,AN157:BG202,7,FALSE),IF(AND(AR2=4,AD35=AO191),VLOOKUP(35,AN157:BG202,7,FALSE),IF(AND(AR2=4,AD35=AO192),VLOOKUP(36,AN157:BG202,7,FALSE),IF(AND(AR2=4,AD35=AO193),VLOOKUP(37,AN157:BG202,7,FALSE),IF(AND(AR2=4,AD35=AO194),VLOOKUP(38,AN157:BG202,7,FALSE),IF(AND(AR2=4,AD35=AO195),VLOOKUP(39,AN157:BG202,7,FALSE),IF(AND(AR2=4,AD35=AO196),VLOOKUP(40,AN157:BG202,7,FALSE),IF(AND(AR2=4,AD35=AO197),VLOOKUP(41,AN157:BG202,7,FALSE),IF(AND(AR2=4,AD35=AO198),VLOOKUP(42,AN157:BG202,7,FALSE),IF(AND(AR2=4,AD35=AO199),VLOOKUP(43,AN157:BG202,7,FALSE),IF(AND(AR2=4,AD35=AO200),VLOOKUP(44,AN157:BG202,7,FALSE),IF(AND(AR2=4,AD35=AO201),VLOOKUP(45,AN157:BG202,7,FALSE),IF(AND(AR2=4,AD35=AO202),VLOOKUP(46,AN157:BG202,7,FALSE)))))))))))))))))))))))))))))))))))))))))))))))","v":false},"cm2","Section Area",{"$f":"IF(AND(AR2=5,AD35=AO126),VLOOKUP(1,AN126:BD141,8,FALSE),IF(AND(AR2=5,AD35=AO127),VLOOKUP(2,AN126:BD141,8,FALSE),IF(AND(AR2=5,AD35=AO128),VLOOKUP(3,AN126:BD141,8,FALSE),IF(AND(AR2=5,AD35=AO129),VLOOKUP(4,AN126:BD141,8,FALSE),IF(AND(AR2=5,AD35=AO130),VLOOKUP(5,AN126:BD141,8,FALSE),IF(AND(AR2=5,AD35=AO131),VLOOKUP(6,AN126:BD141,8,FALSE),IF(AND(AR2=5,AD35=AO132),VLOOKUP(7,AN126:BD141,8,FALSE),IF(AND(AR2=5,AD35=AO133),VLOOKUP(8,AN126:BD141,8,FALSE),IF(AND(AR2=5,AD35=AO134),VLOOKUP(9,AN126:BD141,8,FALSE),IF(AND(AR2=5,AD35=AO135),VLOOKUP(10,AN126:BD141,8,FALSE),IF(AND(AR2=5,AD35=AO136),VLOOKUP(11,AN126:BD141,8,FALSE),IF(AND(AR2=5,AD35=AO137),VLOOKUP(12,AN126:BD141,8,FALSE),IF(AND(AR2=5,AD35=AO138),VLOOKUP(13,AN126:BD141,8,FALSE),IF(AND(AR2=5,AD35=AO139),VLOOKUP(14,AN126:BD141,8,FALSE),IF(AND(AR2=5,AD35=AO140),VLOOKUP(15,AN126:BD141,8,FALSE),IF(AND(AR2=5,AD35=AO141),VLOOKUP(16,AN126:BD141,8,FALSE)))))))))))))))))","v":false},"cm2","Section Area",{"$f":"IF(AND(AR2=6,AD35=AO218),VLOOKUP(1,AN218:BQ290,16,FALSE),IF(AND(AR2=6,AD35=AO219),VLOOKUP(2,AN218:BQ290,16,FALSE),IF(AND(AR2=6,AD35=AO220),VLOOKUP(3,AN218:BQ290,16,FALSE),IF(AND(AR2=6,AD35=AO221),VLOOKUP(4,AN218:BQ290,16,FALSE),IF(AND(AR2=6,AD35=AO222),VLOOKUP(5,AN218:BQ290,16,FALSE),IF(AND(AR2=6,AD35=AO223),VLOOKUP(6,AN218:BQ290,16,FALSE),IF(AND(AR2=6,AD35=AO224),VLOOKUP(7,AN218:BQ290,16,FALSE),IF(AND(AR2=6,AD35=AO225),VLOOKUP(8,AN218:BQ290,16,FALSE),IF(AND(AR2=6,AD35=AO226),VLOOKUP(9,AN218:BQ290,16,FALSE),IF(AND(AR2=6,AD35=AO227),VLOOKUP(10,AN218:BQ290,16,FALSE),IF(AND(AR2=6,AD35=AO228),VLOOKUP(11,AN218:BQ290,16,FALSE),IF(AND(AR2=6,AD35=AO229),VLOOKUP(12,AN218:BQ290,16,FALSE),IF(AND(AR2=6,AD35=AO230),VLOOKUP(13,AN218:BQ290,16,FALSE),IF(AND(AR2=6,AD35=AO231),VLOOKUP(14,AN218:BQ290,16,FALSE),IF(AND(AR2=6,AD35=AO232),VLOOKUP(15,AN218:BQ290,16,FALSE),IF(AND(AR2=6,AD35=AO233),VLOOKUP(16,AN218:BQ290,16,FALSE),IF(AND(AR2=6,AD35=AO234),VLOOKUP(17,AN218:BQ290,16,FALSE),IF(AND(AR2=6,AD35=AO235),VLOOKUP(18,AN218:BQ290,16,FALSE),IF(AND(AR2=6,AD35=AO236),VLOOKUP(19,AN218:BQ290,16,FALSE),IF(AND(AR2=6,AD35=AO237),VLOOKUP(20,AN218:BQ290,16,FALSE),IF(AND(AR2=6,AD35=AO238),VLOOKUP(21,AN218:BQ290,16,FALSE),IF(AND(AR2=6,AD35=AO239),VLOOKUP(22,AN218:BQ290,16,FALSE),IF(AND(AR2=6,AD35=AO240),VLOOKUP(23,AN218:BQ290,16,FALSE),IF(AND(AR2=6,AD35=AO241),VLOOKUP(24,AN218:BQ290,16,FALSE),IF(AND(AR2=6,AD35=AO242),VLOOKUP(25,AN218:BQ290,16,FALSE),IF(AND(AR2=6,AD35=AO243),VLOOKUP(26,AN218:BQ290,16,FALSE),IF(AND(AR2=6,AD35=AO244),VLOOKUP(27,AN218:BQ290,16,FALSE),IF(AND(AR2=6,AD35=AO245),VLOOKUP(28,AN218:BQ290,16,FALSE),IF(AND(AR2=6,AD35=AO246),VLOOKUP(29,AN218:BQ290,16,FALSE),IF(AND(AR2=6,AD35=AO247),VLOOKUP(30,AN218:BQ290,16,FALSE),IF(AND(AR2=6,AD35=AO248),VLOOKUP(31,AN218:BQ290,16,FALSE),IF(AND(AR2=6,AD35=AO249),VLOOKUP(32,AN218:BQ290,16,FALSE),IF(AND(AR2=6,AD35=AO250),VLOOKUP(33,AN218:BQ290,16,FALSE),IF(AND(AR2=6,AD35=AO251),VLOOKUP(34,AN218:BQ290,16,FALSE),IF(AND(AR2=6,AD35=AO252),VLOOKUP(35,AN218:BQ290,16,FALSE),IF(AND(AR2=6,AD35=AO253),VLOOKUP(36,AN218:BQ290,16,FALSE),IF(AND(AR2=6,AD35=AO254),VLOOKUP(37,AN218:BQ290,16,FALSE),IF(AND(AR2=6,AD35=AO255),VLOOKUP(38,AN218:BQ290,16,FALSE),IF(AND(AR2=6,AD35=AO256),VLOOKUP(39,AN218:BQ290,16,FALSE),IF(AND(AR2=6,AD35=AO257),VLOOKUP(40,AN218:BQ290,16,FALSE),IF(AND(AR2=6,AD35=AO258),VLOOKUP(41,AN218:BQ290,16,FALSE),IF(AND(AR2=6,AD35=AO259),VLOOKUP(42,AN218:BQ290,16,FALSE),IF(AND(AR2=6,AD35=AO260),VLOOKUP(43,AN218:BQ290,16,FALSE),IF(AND(AR2=6,AD35=AO261),VLOOKUP(44,AN218:BQ290,16,FALSE),IF(AND(AR2=6,AD35=AO262),VLOOKUP(45,AN218:BQ290,16,FALSE),IF(AND(AR2=6,AD35=AO263),VLOOKUP(46,AN218:BQ290,16,FALSE),IF(AND(AR2=6,AD35=AO264),VLOOKUP(47,AN218:BQ290,16,FALSE),IF(AND(AR2=6,AD35=AO265),VLOOKUP(48,AN218:BQ290,16,FALSE),IF(AND(AR2=6,AD35=AO266),VLOOKUP(49,AN218:BQ290,16,FALSE),IF(AND(AR2=6,AD35=AO267),VLOOKUP(50,AN218:BQ290,16,FALSE),IF(AND(AR2=6,AD35=AO268),VLOOKUP(51,AN218:BQ290,16,FALSE),IF(AND(AR2=6,AD35=AO269),VLOOKUP(52,AN218:BQ290,16,FALSE),IF(AND(AR2=6,AD35=AO270),VLOOKUP(53,AN218:BQ290,16,FALSE),IF(AND(AR2=6,AD35=AO271),VLOOKUP(54,AN218:BQ290,16,FALSE),IF(AND(AR2=6,AD35=AO272),VLOOKUP(55,AN218:BQ290,16,FALSE),IF(AND(AR2=6,AD35=AO273),VLOOKUP(56,AN218:BQ290,16,FALSE),IF(AND(AR2=6,AD35=AO274),VLOOKUP(57,AN218:BQ290,16,FALSE),IF(AND(AR2=6,AD35=AO275),VLOOKUP(58,AN218:BQ290,16,FALSE),IF(AND(AR2=6,AD35=AO276),VLOOKUP(59,AN218:BQ290,16,FALSE),IF(AND(AR2=6,AD35=AO277),VLOOKUP(60,AN218:BQ290,16,FALSE),IF(AND(AR2=6,AD35=AO278),VLOOKUP(61,AN218:BQ290,16,FALSE),IF(AND(AR2=6,AD35=AO279),VLOOKUP(62,AN218:BQ290,16,FALSE),IF(AND(AR2=6,AD35=AO280),VLOOKUP(63,AN218:BQ290,16,FALSE),IF(AND(AR2=6,AD35=AO281),VLOOKUP(64,AN218:BQ290,16,FALSE)))))))))))))))))))))))))))))))))))))))))))))))))))))))))))))))))","v":false},"cm2","Section Area",{"$f":"IF(AND(AR2=7,AD35=AO308),VLOOKUP(1,AN308:BB327,8,FALSE),IF(AND(AR2=7,AD35=AO309),VLOOKUP(2,AN308:BB327,8,FALSE),IF(AND(AR2=7,AD35=AO310),VLOOKUP(3,AN308:BB327,8,FALSE),IF(AND(AR2=7,AD35=AO311),VLOOKUP(4,AN308:BB327,8,FALSE),IF(AND(AR2=7,AD35=AO312),VLOOKUP(5,AN308:BB327,8,FALSE),IF(AND(AR2=7,AD35=AO313),VLOOKUP(6,AN308:BB327,8,FALSE),IF(AND(AR2=7,AD35=AO314),VLOOKUP(7,AN308:BB327,8,FALSE),IF(AND(AR2=7,AD35=AO315),VLOOKUP(8,AN308:BB327,8,FALSE),IF(AND(AR2=7,AD35=AO316),VLOOKUP(9,AN308:BB327,8,FALSE),IF(AND(AR2=7,AD35=AO317),VLOOKUP(10,AN308:BB327,8,FALSE),IF(AND(AR2=7,AD35=AO318),VLOOKUP(11,AN308:BB327,8,FALSE),IF(AND(AR2=7,AD35=AO319),VLOOKUP(12,AN308:BB327,8,FALSE),IF(AND(AR2=7,AD35=AO320),VLOOKUP(13,AN308:BB327,8,FALSE),IF(AND(AR2=7,AD35=AO321),VLOOKUP(14,AN308:BB327,8,FALSE),IF(AND(AR2=7,AD35=AO322),VLOOKUP(15,AN308:BB327,8,FALSE),IF(AND(AR2=7,AD35=AO323),VLOOKUP(16,AN308:BB327,8,FALSE),IF(AND(AR2=7,AD35=AO324),VLOOKUP(17,AN308:BB327,8,FALSE),IF(AND(AR2=7,AD35=AO325),VLOOKUP(18,AN308:BB327,8,FALSE),IF(AND(AR2=7,AD35=AO326),VLOOKUP(19,AN308:BB327,8,FALSE),IF(AND(AR2=7,AD35=AO327),VLOOKUP(20,AN308:BB327,8,FALSE)))))))))))))))))))))","v":false},"cm2","Section Area",{"$f":"IF(AND(AR2=8,AD35=AO1062),VLOOKUP(1,AN1062:BG1074,7,FALSE),IF(AND(AR2=8,AD35=AO1063),VLOOKUP(2,AN1062:BG1074,7,FALSE),IF(AND(AR2=8,AD35=AO1064),VLOOKUP(3,AN1062:BG1074,7,FALSE),IF(AND(AR2=8,AD35=AO1065),VLOOKUP(4,AN1062:BG1074,7,FALSE),IF(AND(AR2=8,AD35=AO1066),VLOOKUP(5,AN1062:BG1074,7,FALSE),IF(AND(AR2=8,AD35=AO1067),VLOOKUP(6,AN1062:BG1074,7,FALSE),IF(AND(AR2=8,AD35=AO1068),VLOOKUP(7,AN1062:BG1074,7,FALSE),IF(AND(AR2=8,AD35=AO1069),VLOOKUP(8,AN1062:BG1074,7,FALSE),IF(AND(AR2=8,AD35=AO1070),VLOOKUP(9,AN1062:BG1074,7,FALSE),IF(AND(AR2=8,AD35=AO1071),VLOOKUP(10,AN1062:BG1074,7,FALSE),IF(AND(AR2=8,AD35=AO1072),VLOOKUP(11,AN1062:BG1074,7,FALSE),IF(AND(AR2=8,AD35=AO1073),VLOOKUP(12,AN1062:BG1074,7,FALSE),IF(AND(AR2=8,AD35=AO1074),VLOOKUP(13,AN1062:BG1074,7,FALSE))))))))))))))","v":false},"cm2"]
[null,"Calculate & Design",null,null,null,null,null,null,null,null,null,null,null,null,null,null,null,null,null,null,null,null,null,null,null,"Steel property",null,null,null,null,null,null,null,null,null,null,null,null,null,null,null,null,null,"Unit Weight",{"$f":"IF(AND(AR2=1,AD35=AO342),VLOOKUP(1,AN342:BC386,6,FALSE),IF(AND(AR2=1,AD35=AO343),VLOOKUP(2,AN342:BC386,6,FALSE),IF(AND(AR2=1,AD35=AO344),VLOOKUP(3,AN342:BC386,6,FALSE),IF(AND(AR2=1,AD35=AO345),VLOOKUP(4,AN342:BC386,6,FALSE),IF(AND(AR2=1,AD35=AO346),VLOOKUP(5,AN342:BC386,6,FALSE),IF(AND(AR2=1,AD35=AO347),VLOOKUP(6,AN342:BC386,6,FALSE),IF(AND(AR2=1,AD35=AO348),VLOOKUP(7,AN342:BC386,6,FALSE),IF(AND(AR2=1,AD35=AO349),VLOOKUP(8,AN342:BC386,6,FALSE),IF(AND(AR2=1,AD35=AO350),VLOOKUP(9,AN342:BC386,6,FALSE),IF(AND(AR2=1,AD35=AO351),VLOOKUP(10,AN342:BC386,6,FALSE),IF(AND(AR2=1,AD35=AO352),VLOOKUP(11,AN342:BC386,6,FALSE),IF(AND(AR2=1,AD35=AO353),VLOOKUP(12,AN342:BC386,6,FALSE),IF(AND(AR2=1,AD35=AO354),VLOOKUP(13,AN342:BC386,6,FALSE),IF(AND(AR2=1,AD35=AO355),VLOOKUP(14,AN342:BC386,6,FALSE),IF(AND(AR2=1,AD35=AO356),VLOOKUP(15,AN342:BC386,6,FALSE),IF(AND(AR2=1,AD35=AO357),VLOOKUP(16,AN342:BC386,6,FALSE),IF(AND(AR2=1,AD35=AO358),VLOOKUP(17,AN342:BC386,6,FALSE),IF(AND(AR2=1,AD35=AO359),VLOOKUP(18,AN342:BC386,6,FALSE),IF(AND(AR2=1,AD35=AO360),VLOOKUP(19,AN342:BC386,6,FALSE),IF(AND(AR2=1,AD35=AO361),VLOOKUP(20,AN342:BC386,6,FALSE),IF(AND(AR2=1,AD35=AO362),VLOOKUP(21,AN342:BC386,6,FALSE),IF(AND(AR2=1,AD35=AO363),VLOOKUP(22,AN342:BC386,6,FALSE),IF(AND(AR2=1,AD35=AO364),VLOOKUP(23,AN342:BC386,6,FALSE),IF(AND(AR2=1,AD35=AO365),VLOOKUP(24,AN342:BC386,6,FALSE),IF(AND(AR2=1,AD35=AO366),VLOOKUP(25,AN342:BC386,6,FALSE),IF(AND(AR2=1,AD35=AO367),VLOOKUP(26,AN342:BC386,6,FALSE),IF(AND(AR2=1,AD35=AO368),VLOOKUP(27,AN342:BC386,6,FALSE),IF(AND(AR2=1,AD35=AO369),VLOOKUP(28,AN342:BC386,6,FALSE),IF(AND(AR2=1,AD35=AO370),VLOOKUP(29,AN342:BC386,6,FALSE),IF(AND(AR2=1,AD35=AO371),VLOOKUP(30,AN342:BC386,6,FALSE),IF(AND(AR2=1,AD35=AO372),VLOOKUP(31,AN342:BC386,6,FALSE),IF(AND(AR2=1,AD35=AO373),VLOOKUP(32,AN342:BC386,6,FALSE),IF(AND(AR2=1,AD35=AO374),VLOOKUP(33,AN342:BC386,6,FALSE),IF(AND(AR2=1,AD35=AO375),VLOOKUP(34,AN342:BC386,6,FALSE),IF(AND(AR2=1,AD35=AO376),VLOOKUP(35,AN342:BC386,6,FALSE),IF(AND(AR2=1,AD35=AO377),VLOOKUP(36,AN342:BC386,6,FALSE),IF(AND(AR2=1,AD35=AO378),VLOOKUP(37,AN342:BC386,6,FALSE),IF(AND(AR2=1,AD35=AO379),VLOOKUP(38,AN342:BC386,6,FALSE),IF(AND(AR2=1,AD35=AO380),VLOOKUP(39,AN342:BC386,6,FALSE),IF(AND(AR2=1,AD35=AO381),VLOOKUP(40,AN342:BC386,6,FALSE),IF(AND(AR2=1,AD35=AO382),VLOOKUP(41,AN342:BC386,6,FALSE),IF(AND(AR2=1,AD35=AO383),VLOOKUP(42,AN342:BC386,6,FALSE),IF(AND(AR2=1,AD35=AO384),VLOOKUP(43,AN342:BC386,6,FALSE),IF(AND(AR2=1,AD35=AO385),VLOOKUP(44,AN342:BC386,6,FALSE),IF(AND(AR2=1,AD35=AO386),VLOOKUP(45,AN342:BC386,6,FALSE))))))))))))))))))))))))))))))))))))))))))))))","v":7.5},"kg./m.","Unit Weight",{"$f":"IF(AND(AR2=2,AD35=AO443),VLOOKUP(1,AN443:AW474,6,FALSE),IF(AND(AR2=2,AD35=AO444),VLOOKUP(2,AN443:AW474,6,FALSE),IF(AND(AR2=2,AD35=AO445),VLOOKUP(3,AN443:AW474,6,FALSE),IF(AND(AR2=2,AD35=AO446),VLOOKUP(4,AN443:AW474,6,FALSE),IF(AND(AR2=2,AD35=AO447),VLOOKUP(5,AN443:AW474,6,FALSE),IF(AND(AR2=2,AD35=AO448),VLOOKUP(6,AN443:AW474,6,FALSE),IF(AND(AR2=2,AD35=AO449),VLOOKUP(7,AN443:AW474,6,FALSE),IF(AND(AR2=2,AD35=AO450),VLOOKUP(8,AN443:AW474,6,FALSE),IF(AND(AR2=2,AD35=AO451),VLOOKUP(9,AN443:AW474,6,FALSE),IF(AND(AR2=2,AD35=AO452),VLOOKUP(10,AN443:AW474,6,FALSE),IF(AND(AR2=2,AD35=AO453),VLOOKUP(11,AN443:AW474,6,FALSE),IF(AND(AR2=2,AD35=AO454),VLOOKUP(12,AN443:AW474,6,FALSE),IF(AND(AR2=2,AD35=AO455),VLOOKUP(13,AN443:AW474,6,FALSE),IF(AND(AR2=2,AD35=AO456),VLOOKUP(14,AN443:AW474,6,FALSE),IF(AND(AR2=2,AD35=AO457),VLOOKUP(15,AN443:AW474,6,FALSE),IF(AND(AR2=2,AD35=AO458),VLOOKUP(16,AN443:AW474,6,FALSE),IF(AND(AR2=2,AD35=AO459),VLOOKUP(17,AN443:AW474,6,FALSE),IF(AND(AR2=2,AD35=AO460),VLOOKUP(18,AN443:AW474,6,FALSE),IF(AND(AR2=2,AD35=AO461),VLOOKUP(19,AN443:AW474,6,FALSE),IF(AND(AR2=2,AD35=AO462),VLOOKUP(20,AN443:AW474,6,FALSE),IF(AND(AR2=2,AD35=AO463),VLOOKUP(21,AN443:AW474,6,FALSE),IF(AND(AR2=2,AD35=AO464),VLOOKUP(22,AN443:AW474,6,FALSE),IF(AND(AR2=2,AD35=AO465),VLOOKUP(23,AN443:AW474,6,FALSE),IF(AND(AR2=2,AD35=AO466),VLOOKUP(24,AN443:AW474,6,FALSE),IF(AND(AR2=2,AD35=AO467),VLOOKUP(25,AN443:AW474,6,FALSE),IF(AND(AR2=2,AD35=AO468),VLOOKUP(26,AN443:AW474,6,FALSE),IF(AND(AR2=2,AD35=AO469),VLOOKUP(27,AN443:AW474,6,FALSE),IF(AND(AR2=2,AD35=AO470),VLOOKUP(28,AN443:AW474,6,FALSE),IF(AND(AR2=2,AD35=AO471),VLOOKUP(29,AN443:AW474,6,FALSE),IF(AND(AR2=2,AD35=AO472),VLOOKUP(30,AN443:AW474,6,FALSE),IF(AND(AR2=2,AD35=AO473),VLOOKUP(31,AN443:AW474,6,FALSE),IF(AND(AR2=2,AD35=AO474),VLOOKUP(32,AN443:AW474,6,FALSE)))))))))))))))))))))))))))))))))","v":false},"kg./m.","Unit Weight",{"$f":"IF(AND(AR2=3,AD35=AO402),VLOOKUP(1,AN402:AZ427,6,FALSE),IF(AND(AR2=3,AD35=AO403),VLOOKUP(2,AN402:AZ427,6,FALSE),IF(AND(AR2=3,AD35=AO404),VLOOKUP(3,AN402:AZ427,6,FALSE),IF(AND(AR2=3,AD35=AO405),VLOOKUP(4,AN402:AZ427,6,FALSE),IF(AND(AR2=3,AD35=AO406),VLOOKUP(5,AN402:AZ427,6,FALSE),IF(AND(AR2=3,AD35=AO407),VLOOKUP(6,AN402:AZ427,6,FALSE),IF(AND(AR2=3,AD35=AO408),VLOOKUP(7,AN402:AZ427,6,FALSE),IF(AND(AR2=3,AD35=AO409),VLOOKUP(8,AN402:AZ427,6,FALSE),IF(AND(AR2=3,AD35=AO410),VLOOKUP(9,AN402:AZ427,6,FALSE),IF(AND(AR2=3,AD35=AO411),VLOOKUP(10,AN402:AZ427,6,FALSE),IF(AND(AR2=3,AD35=AO412),VLOOKUP(11,AN402:AZ427,6,FALSE),IF(AND(AR2=3,AD35=AO413),VLOOKUP(12,AN402:AZ427,6,FALSE),IF(AND(AR2=3,AD35=AO414),VLOOKUP(13,AN402:AZ427,6,FALSE),IF(AND(AR2=3,AD35=AO415),VLOOKUP(14,AN402:AZ427,6,FALSE),IF(AND(AR2=3,AD35=AO416),VLOOKUP(15,AN402:AZ427,6,FALSE),IF(AND(AR2=3,AD35=AO417),VLOOKUP(16,AN402:AZ427,6,FALSE),IF(AND(AR2=3,AD35=AO418),VLOOKUP(17,AN402:AZ427,6,FALSE),IF(AND(AR2=3,AD35=AO419),VLOOKUP(18,AN402:AZ427,6,FALSE),IF(AND(AR2=3,AD35=AO420),VLOOKUP(19,AN402:AZ427,6,FALSE),IF(AND(AR2=3,AD35=AO421),VLOOKUP(20,AN402:AZ427,6,FALSE),IF(AND(AR2=3,AD35=AO422),VLOOKUP(21,AN402:AZ427,6,FALSE),IF(AND(AR2=3,AD35=AO423),VLOOKUP(22,AN402:AZ427,6,FALSE),IF(AND(AR2=3,AD35=AO424),VLOOKUP(23,AN402:AZ427,6,FALSE),IF(AND(AR2=3,AD35=AO425),VLOOKUP(24,AN402:AZ427,6,FALSE),IF(AND(AR2=3,AD35=AO426),VLOOKUP(25,AN402:AZ427,6,FALSE),IF(AND(AR2=3,AD35=AO427),VLOOKUP(26,AN402:AZ427,6,FALSE)))))))))))))))))))))))))))","v":false},"kg./m.","Unit Weight",{"$f":"IF(AND(AR2=4,AD35=AO157),VLOOKUP(1,AN157:BG202,8,FALSE),IF(AND(AR2=4,AD35=AO158),VLOOKUP(2,AN157:BG202,8,FALSE),IF(AND(AR2=4,AD35=AO159),VLOOKUP(3,AN157:BG202,8,FALSE),IF(AND(AR2=4,AD35=AO160),VLOOKUP(4,AN157:BG202,8,FALSE),IF(AND(AR2=4,AD35=AO161),VLOOKUP(5,AN157:BG202,8,FALSE),IF(AND(AR2=4,AD35=AO162),VLOOKUP(6,AN157:BG202,8,FALSE),IF(AND(AR2=4,AD35=AO163),VLOOKUP(7,AN157:BG202,8,FALSE),IF(AND(AR2=4,AD35=AO164),VLOOKUP(8,AN157:BG202,8,FALSE),IF(AND(AR2=4,AD35=AO165),VLOOKUP(9,AN157:BG202,8,FALSE),IF(AND(AR2=4,AD35=AO166),VLOOKUP(10,AN157:BG202,8,FALSE),IF(AND(AR2=4,AD35=AO167),VLOOKUP(11,AN157:BG202,8,FALSE),IF(AND(AR2=4,AD35=AO168),VLOOKUP(12,AN157:BG202,8,FALSE),IF(AND(AR2=4,AD35=AO169),VLOOKUP(13,AN157:BG202,8,FALSE),IF(AND(AR2=4,AD35=AO170),VLOOKUP(14,AN157:BG202,8,FALSE),IF(AND(AR2=4,AD35=AO171),VLOOKUP(15,AN157:BG202,8,FALSE),IF(AND(AR2=4,AD35=AO172),VLOOKUP(16,AN157:BG202,8,FALSE),IF(AND(AR2=4,AD35=AO173),VLOOKUP(17,AN157:BG202,8,FALSE),IF(AND(AR2=4,AD35=AO174),VLOOKUP(18,AN157:BG202,8,FALSE),IF(AND(AR2=4,AD35=AO175),VLOOKUP(19,AN157:BG202,8,FALSE),IF(AND(AR2=4,AD35=AO176),VLOOKUP(20,AN157:BG202,8,FALSE),IF(AND(AR2=4,AD35=AO177),VLOOKUP(21,AN157:BG202,8,FALSE),IF(AND(AR2=4,AD35=AO178),VLOOKUP(22,AN157:BG202,8,FALSE),IF(AND(AR2=4,AD35=AO179),VLOOKUP(23,AN157:BG202,8,FALSE),IF(AND(AR2=4,AD35=AO180),VLOOKUP(24,AN157:BG202,8,FALSE),IF(AND(AR2=4,AD35=AO181),VLOOKUP(25,AN157:BG202,8,FALSE),IF(AND(AR2=4,AD35=AO182),VLOOKUP(26,AN157:BG202,8,FALSE),IF(AND(AR2=4,AD35=AO183),VLOOKUP(27,AN157:BG202,8,FALSE),IF(AND(AR2=4,AD35=AO184),VLOOKUP(28,AN157:BG202,8,FALSE),IF(AND(AR2=4,AD35=AO185),VLOOKUP(29,AN157:BG202,8,FALSE),IF(AND(AR2=4,AD35=AO186),VLOOKUP(30,AN157:BG202,8,FALSE),IF(AND(AR2=4,AD35=AO187),VLOOKUP(31,AN157:BG202,8,FALSE),IF(AND(AR2=4,AD35=AO188),VLOOKUP(32,AN157:BG202,8,FALSE),IF(AND(AR2=4,AD35=AO189),VLOOKUP(33,AN157:BG202,8,FALSE),IF(AND(AR2=4,AD35=AO190),VLOOKUP(34,AN157:BG202,8,FALSE),IF(AND(AR2=4,AD35=AO191),VLOOKUP(35,AN157:BG202,8,FALSE),IF(AND(AR2=4,AD35=AO192),VLOOKUP(36,AN157:BG202,8,FALSE),IF(AND(AR2=4,AD35=AO193),VLOOKUP(37,AN157:BG202,8,FALSE),IF(AND(AR2=4,AD35=AO194),VLOOKUP(38,AN157:BG202,8,FALSE),IF(AND(AR2=4,AD35=AO195),VLOOKUP(39,AN157:BG202,8,FALSE),IF(AND(AR2=4,AD35=AO196),VLOOKUP(40,AN157:BG202,8,FALSE),IF(AND(AR2=4,AD35=AO197),VLOOKUP(41,AN157:BG202,8,FALSE),IF(AND(AR2=4,AD35=AO198),VLOOKUP(42,AN157:BG202,8,FALSE),IF(AND(AR2=4,AD35=AO199),VLOOKUP(43,AN157:BG202,8,FALSE),IF(AND(AR2=4,AD35=AO200),VLOOKUP(44,AN157:BG202,8,FALSE),IF(AND(AR2=4,AD35=AO201),VLOOKUP(45,AN157:BG202,8,FALSE),IF(AND(AR2=4,AD35=AO202),VLOOKUP(46,AN157:BG202,8,FALSE)))))))))))))))))))))))))))))))))))))))))))))))","v":false},"kg./m.","Unit Weight",{"$f":"IF(AND(AR2=5,AD35=AO126),VLOOKUP(1,AN126:BD141,9,FALSE),IF(AND(AR2=5,AD35=AO127),VLOOKUP(2,AN126:BD141,9,FALSE),IF(AND(AR2=5,AD35=AO128),VLOOKUP(3,AN126:BD141,9,FALSE),IF(AND(AR2=5,AD35=AO129),VLOOKUP(4,AN126:BD141,9,FALSE),IF(AND(AR2=5,AD35=AO130),VLOOKUP(5,AN126:BD141,9,FALSE),IF(AND(AR2=5,AD35=AO131),VLOOKUP(6,AN126:BD141,9,FALSE),IF(AND(AR2=5,AD35=AO132),VLOOKUP(7,AN126:BD141,9,FALSE),IF(AND(AR2=5,AD35=AO133),VLOOKUP(8,AN126:BD141,9,FALSE),IF(AND(AR2=5,AD35=AO134),VLOOKUP(9,AN126:BD141,9,FALSE),IF(AND(AR2=5,AD35=AO135),VLOOKUP(10,AN126:BD141,9,FALSE),IF(AND(AR2=5,AD35=AO136),VLOOKUP(11,AN126:BD141,9,FALSE),IF(AND(AR2=5,AD35=AO137),VLOOKUP(12,AN126:BD141,9,FALSE),IF(AND(AR2=5,AD35=AO138),VLOOKUP(13,AN126:BD141,9,FALSE),IF(AND(AR2=5,AD35=AO139),VLOOKUP(14,AN126:BD141,9,FALSE),IF(AND(AR2=5,AD35=AO140),VLOOKUP(15,AN126:BD141,9,FALSE),IF(AND(AR2=5,AD35=AO141),VLOOKUP(16,AN126:BD141,9,FALSE)))))))))))))))))","v":false},"kg./m.","Unit Weight",{"$f":"IF(AND(AR2=6,AD35=AO218),VLOOKUP(1,AN218:BQ290,4,FALSE),IF(AND(AR2=6,AD35=AO219),VLOOKUP(2,AN218:BQ290,4,FALSE),IF(AND(AR2=6,AD35=AO220),VLOOKUP(3,AN218:BQ290,4,FALSE),IF(AND(AR2=6,AD35=AO221),VLOOKUP(4,AN218:BQ290,4,FALSE),IF(AND(AR2=6,AD35=AO222),VLOOKUP(5,AN218:BQ290,4,FALSE),IF(AND(AR2=6,AD35=AO223),VLOOKUP(6,AN218:BQ290,4,FALSE),IF(AND(AR2=6,AD35=AO224),VLOOKUP(7,AN218:BQ290,4,FALSE),IF(AND(AR2=6,AD35=AO225),VLOOKUP(8,AN218:BQ290,4,FALSE),IF(AND(AR2=6,AD35=AO226),VLOOKUP(9,AN218:BQ290,4,FALSE),IF(AND(AR2=6,AD35=AO227),VLOOKUP(10,AN218:BQ290,4,FALSE),IF(AND(AR2=6,AD35=AO228),VLOOKUP(11,AN218:BQ290,4,FALSE),IF(AND(AR2=6,AD35=AO229),VLOOKUP(12,AN218:BQ290,4,FALSE),IF(AND(AR2=6,AD35=AO230),VLOOKUP(13,AN218:BQ290,4,FALSE),IF(AND(AR2=6,AD35=AO231),VLOOKUP(14,AN218:BQ290,4,FALSE),IF(AND(AR2=6,AD35=AO232),VLOOKUP(15,AN218:BQ290,4,FALSE),IF(AND(AR2=6,AD35=AO233),VLOOKUP(16,AN218:BQ290,4,FALSE),IF(AND(AR2=6,AD35=AO234),VLOOKUP(17,AN218:BQ290,4,FALSE),IF(AND(AR2=6,AD35=AO235),VLOOKUP(18,AN218:BQ290,4,FALSE),IF(AND(AR2=6,AD35=AO236),VLOOKUP(19,AN218:BQ290,4,FALSE),IF(AND(AR2=6,AD35=AO237),VLOOKUP(20,AN218:BQ290,4,FALSE),IF(AND(AR2=6,AD35=AO238),VLOOKUP(21,AN218:BQ290,4,FALSE),IF(AND(AR2=6,AD35=AO239),VLOOKUP(22,AN218:BQ290,4,FALSE),IF(AND(AR2=6,AD35=AO240),VLOOKUP(23,AN218:BQ290,4,FALSE),IF(AND(AR2=6,AD35=AO241),VLOOKUP(24,AN218:BQ290,4,FALSE),IF(AND(AR2=6,AD35=AO242),VLOOKUP(25,AN218:BQ290,4,FALSE),IF(AND(AR2=6,AD35=AO243),VLOOKUP(26,AN218:BQ290,4,FALSE),IF(AND(AR2=6,AD35=AO244),VLOOKUP(27,AN218:BQ290,4,FALSE),IF(AND(AR2=6,AD35=AO245),VLOOKUP(28,AN218:BQ290,4,FALSE),IF(AND(AR2=6,AD35=AO246),VLOOKUP(29,AN218:BQ290,4,FALSE),IF(AND(AR2=6,AD35=AO247),VLOOKUP(30,AN218:BQ290,4,FALSE),IF(AND(AR2=6,AD35=AO248),VLOOKUP(31,AN218:BQ290,4,FALSE),IF(AND(AR2=6,AD35=AO249),VLOOKUP(32,AN218:BQ290,4,FALSE),IF(AND(AR2=6,AD35=AO250),VLOOKUP(33,AN218:BQ290,4,FALSE),IF(AND(AR2=6,AD35=AO251),VLOOKUP(34,AN218:BQ290,4,FALSE),IF(AND(AR2=6,AD35=AO252),VLOOKUP(35,AN218:BQ290,4,FALSE),IF(AND(AR2=6,AD35=AO253),VLOOKUP(36,AN218:BQ290,4,FALSE),IF(AND(AR2=6,AD35=AO254),VLOOKUP(37,AN218:BQ290,4,FALSE),IF(AND(AR2=6,AD35=AO255),VLOOKUP(38,AN218:BQ290,4,FALSE),IF(AND(AR2=6,AD35=AO256),VLOOKUP(39,AN218:BQ290,4,FALSE),IF(AND(AR2=6,AD35=AO257),VLOOKUP(40,AN218:BQ290,4,FALSE),IF(AND(AR2=6,AD35=AO258),VLOOKUP(41,AN218:BQ290,4,FALSE),IF(AND(AR2=6,AD35=AO259),VLOOKUP(42,AN218:BQ290,4,FALSE),IF(AND(AR2=6,AD35=AO260),VLOOKUP(43,AN218:BQ290,4,FALSE),IF(AND(AR2=6,AD35=AO261),VLOOKUP(44,AN218:BQ290,4,FALSE),IF(AND(AR2=6,AD35=AO262),VLOOKUP(45,AN218:BQ290,4,FALSE),IF(AND(AR2=6,AD35=AO263),VLOOKUP(46,AN218:BQ290,4,FALSE),IF(AND(AR2=6,AD35=AO264),VLOOKUP(47,AN218:BQ290,4,FALSE),IF(AND(AR2=6,AD35=AO265),VLOOKUP(48,AN218:BQ290,4,FALSE),IF(AND(AR2=6,AD35=AO266),VLOOKUP(49,AN218:BQ290,4,FALSE),IF(AND(AR2=6,AD35=AO267),VLOOKUP(50,AN218:BQ290,4,FALSE),IF(AND(AR2=6,AD35=AO268),VLOOKUP(51,AN218:BQ290,4,FALSE),IF(AND(AR2=6,AD35=AO269),VLOOKUP(52,AN218:BQ290,4,FALSE),IF(AND(AR2=6,AD35=AO270),VLOOKUP(53,AN218:BQ290,4,FALSE),IF(AND(AR2=6,AD35=AO271),VLOOKUP(54,AN218:BQ290,4,FALSE),IF(AND(AR2=6,AD35=AO272),VLOOKUP(55,AN218:BQ290,4,FALSE),IF(AND(AR2=6,AD35=AO273),VLOOKUP(56,AN218:BQ290,4,FALSE),IF(AND(AR2=6,AD35=AO274),VLOOKUP(57,AN218:BQ290,4,FALSE),IF(AND(AR2=6,AD35=AO275),VLOOKUP(58,AN218:BQ290,4,FALSE),IF(AND(AR2=6,AD35=AO276),VLOOKUP(59,AN218:BQ290,4,FALSE),IF(AND(AR2=6,AD35=AO277),VLOOKUP(60,AN218:BQ290,4,FALSE),IF(AND(AR2=6,AD35=AO278),VLOOKUP(61,AN218:BQ290,4,FALSE),IF(AND(AR2=6,AD35=AO279),VLOOKUP(62,AN218:BQ290,4,FALSE),IF(AND(AR2=6,AD35=AO280),VLOOKUP(63,AN218:BQ290,4,FALSE),IF(AND(AR2=6,AD35=AO281),VLOOKUP(64,AN218:BQ290,4,FALSE)))))))))))))))))))))))))))))))))))))))))))))))))))))))))))))))))","v":false},"kg./m.","Unit Weight",{"$f":"IF(AND(AR2=7,AD35=AO308),VLOOKUP(1,AN308:BB327,9,FALSE),IF(AND(AR2=7,AD35=AO309),VLOOKUP(2,AN308:BB327,9,FALSE),IF(AND(AR2=7,AD35=AO310),VLOOKUP(3,AN308:BB327,9,FALSE),IF(AND(AR2=7,AD35=AO311),VLOOKUP(4,AN308:BB327,9,FALSE),IF(AND(AR2=7,AD35=AO312),VLOOKUP(5,AN308:BB327,9,FALSE),IF(AND(AR2=7,AD35=AO313),VLOOKUP(6,AN308:BB327,9,FALSE),IF(AND(AR2=7,AD35=AO314),VLOOKUP(7,AN308:BB327,9,FALSE),IF(AND(AR2=7,AD35=AO315),VLOOKUP(8,AN308:BB327,9,FALSE),IF(AND(AR2=7,AD35=AO316),VLOOKUP(9,AN308:BB327,9,FALSE),IF(AND(AR2=7,AD35=AO317),VLOOKUP(10,AN308:BB327,9,FALSE),IF(AND(AR2=7,AD35=AO318),VLOOKUP(11,AN308:BB327,9,FALSE),IF(AND(AR2=7,AD35=AO319),VLOOKUP(12,AN308:BB327,9,FALSE),IF(AND(AR2=7,AD35=AO320),VLOOKUP(13,AN308:BB327,9,FALSE),IF(AND(AR2=7,AD35=AO321),VLOOKUP(14,AN308:BB327,9,FALSE),IF(AND(AR2=7,AD35=AO322),VLOOKUP(15,AN308:BB327,9,FALSE),IF(AND(AR2=7,AD35=AO323),VLOOKUP(16,AN308:BB327,9,FALSE),IF(AND(AR2=7,AD35=AO324),VLOOKUP(17,AN308:BB327,9,FALSE),IF(AND(AR2=7,AD35=AO325),VLOOKUP(18,AN308:BB327,9,FALSE),IF(AND(AR2=7,AD35=AO326),VLOOKUP(19,AN308:BB327,9,FALSE),IF(AND(AR2=7,AD35=AO327),VLOOKUP(20,AN308:BB327,9,FALSE)))))))))))))))))))))","v":false},"kg./m.","Unit Weight",{"$f":"IF(AND(AR2=8,AD35=AO1062),VLOOKUP(1,AN1062:BG1074,8,FALSE),IF(AND(AR2=8,AD35=AO1063),VLOOKUP(2,AN1062:BG1074,8,FALSE),IF(AND(AR2=8,AD35=AO1064),VLOOKUP(3,AN1062:BG1074,8,FALSE),IF(AND(AR2=8,AD35=AO1065),VLOOKUP(4,AN1062:BG1074,8,FALSE),IF(AND(AR2=8,AD35=AO1066),VLOOKUP(5,AN1062:BG1074,8,FALSE),IF(AND(AR2=8,AD35=AO1067),VLOOKUP(6,AN1062:BG1074,8,FALSE),IF(AND(AR2=8,AD35=AO1068),VLOOKUP(7,AN1062:BG1074,8,FALSE),IF(AND(AR2=8,AD35=AO1069),VLOOKUP(8,AN1062:BG1074,8,FALSE),IF(AND(AR2=8,AD35=AO1070),VLOOKUP(9,AN1062:BG1074,8,FALSE),IF(AND(AR2=8,AD35=AO1071),VLOOKUP(10,AN1062:BG1074,8,FALSE),IF(AND(AR2=8,AD35=AO1072),VLOOKUP(11,AN1062:BG1074,8,FALSE),IF(AND(AR2=8,AD35=AO1073),VLOOKUP(12,AN1062:BG1074,8,FALSE),IF(AND(AR2=8,AD35=AO1074),VLOOKUP(13,AN1062:BG1074,8,FALSE))))))))))))))","v":false},"kg./m."]
[null,"ɵ",null,null,null," =",{"$f":"DEGREES(ATAN(AE21/AE22))","v":28.602007714483065},null,null,null,"degree",null,null,"Mx",null,null,null," =",{"$f":"MAX(AS43,AS44)","v":559.21455044687968},null,null,null,"kg./m.",null,null,"Select",null,null,null,"125x50x20x4.0",null,null,null,null,"mm."]
[null,"Wy",null,null,null," =",{"$f":"S23","v":393.54834957060859},null,null,null,"kg./m.",null,null,"Sx",null,null,null," =",{"$f":"S35*100/G24","v":38.834343781033311},null,null,null,"cm.3",null,null,"Ix",null,null,null," =",{"$f":"IF(AND(AS27=FALSE,AV27=FALSE,AY27=FALSE,BB27=FALSE,BE27=FALSE,BH27=FALSE,BK27=FALSE,BN27=FALSE),0.0001,IF(AR2=1,AS27,IF(AR2=2,AV27,IF(AR2=3,AY27,IF(AR2=4,BB27,IF(AR2=5,BE27,IF(AR2=6,BH27,IF(AR2=7,BK27,IF(AR2=8,BN27)))))))))","v":217},null,null,null,"cm4",null,null,null,null,null,null,null,null,null,null,null,"x (m.)",null,null,null,null,null,null,null,null,null,null,"x1 (m.)"]
[null,"∆ allow.  y-y",null,null,null," =",{"$f":"AS8*100/360","v":1.091537843152852},null,null,null,"cm.",null,{"$f":"IF(G37>=S37,\"≥\",\"<\")","v":"≥"},"∆ max.  y-y",null,null,null," =",{"$f":"MAX(AT48,AT49)","v":0.95266411239440996},null,null,null,"cm.",null,{"$f":"IF(G37>=S37,\"\",\"Fail\")","v":""},"Iy",null,null,null," =",{"$f":"IF(AND(AS28=FALSE,AV28=FALSE,AY28=FALSE,BB28=FALSE,BE28=FALSE,BH28=FALSE,BK28=FALSE,BN28=FALSE),0.0001,IF(AR2=1,AS28,IF(AR2=2,AV28,IF(AR2=3,AY28,IF(AR2=4,BB28,IF(AR2=5,BE28,IF(AR2=6,BH28,IF(AR2=7,BK28,IF(AR2=8,BN28)))))))))","v":33.1},null,null,null,"cm4",null,null,null,null,null,null,null,null,"w",{"$f":"S23","v":393.54834957060859},"x/x1",0,{"$f":"AS45/10","v":0.39295362353502672},{"$f":"AV37*2","v":0.78590724707005344},{"$f":"AV37*3","v":1.1788608706050803},{"$f":"AV37*4","v":1.5718144941401069},{"$f":"AV37*5","v":1.9647681176751335},{"$f":"AV37*6","v":2.3577217412101605},{"$f":"AV37*7","v":2.7506753647451871},{"$f":"AV37*8","v":3.1436289882802138},{"$f":"AV37*9","v":3.5365826118152404},{"$f":"AV37*10","v":3.929536235350267},0,{"$f":"AS46/10","v":0.14806948133203907},{"$f":"BG37*2","v":0.29613896266407813},{"$f":"BG37*3","v":0.4442084439961172},{"$f":"BG37*4","v":0.59227792532815626},{"$f":"BG37*5","v":0.74034740666019538},{"$f":"BG37*6","v":0.88841688799223439},{"$f":"BG37*7","v":1.0364863693242734},{"$f":"BG37*8","v":1.1845558506563125},{"$f":"BG37*9","v":1.3326253319883516},{"$f":"BG37*10","v":1.4806948133203908}]
[null,"Amount of steel",null,null,null," =",2,null,null,null,{"$f":"IF(G38=1,\"Single\",\"Double\")","v":"Double"},null,null,null,null,null,null,null,null,null,null,null,null,null,null,"Sx",null,null,null," =",{"$f":"IF(AND(AS29=FALSE,AV29=FALSE,AY29=FALSE,BB29=FALSE,BE29=FALSE,BH29=FALSE,BK29=FALSE,BN29=FALSE),0.0001,IF(AR2=1,AS29,IF(AR2=2,AV29,IF(AR2=3,AY29,IF(AR2=4,BB29,IF(AR2=5,BE29,IF(AR2=6,BH29,IF(AR2=7,BK29,IF(AR2=8,BN29)))))))))","v":34.700000000000003},null,null,null,"cm3",null,null,null,null,null,null,null,null,"R1",{"$f":"(AS37/(2*AS45))*((AS45^2)-(AS46^2))","v":663.442481884058},"V",{"$f":"AS38-(AS37*AU37)","v":663.442481884058},{"$f":"AS38-(AS37*AV37)","v":508.79623188405799},{"$f":"AS38-(AS37*AW37)","v":354.14998188405792},{"$f":"AS38-(AS37*AX37)","v":199.50373188405786},{"$f":"AS38-(AS37*AY37)","v":44.857481884057847},{"$f":"AS38-(AS37*AZ37)","v":-109.78876811594205},{"$f":"AS38-(AS37*BA37)","v":-264.43501811594228},{"$f":"AS38-(AS37*BB37)","v":-419.08126811594229},{"$f":"AS38-(AS37*BC37)","v":-573.7275181159423},{"$f":"AS38-(AS37*BD37)","v":-728.37376811594208},{"$f":"AS38-(AS37*BE37)","v":-883.02001811594209},{"$f":"AS37*(AS46-BF37)","v":582.72500000000014},{"$f":"AS37*(AS46-BG37)","v":524.4525000000001},{"$f":"AS37*(AS46-BH37)","v":466.18000000000012},{"$f":"AS37*(AS46-BI37)","v":407.90750000000008},{"$f":"AS37*(AS46-BJ37)","v":349.63500000000005},{"$f":"AS37*(AS46-BK37)","v":291.36250000000001},{"$f":"AS37*(AS46-BL37)","v":233.09},{"$f":"AS37*(AS46-BM37)","v":174.81750000000002},{"$f":"AS37*(AS46-BN37)","v":116.54499999999999},{"$f":"AS37*(AS46-BO37)","v":58.272499999999951},{"$f":"AS37*(AS46-BP37)","v":-8.73852877993039E-14}]
[null,null,null,null,null,null,null,null,null,null,null,null,null,null,null,null,null,null,null,null,null,null,null,null,null,"Sy",null,null,null," =",{"$f":"IF(AND(AS30=FALSE,AV30=FALSE,AY30=FALSE,BB30=FALSE,BE30=FALSE,BH30=FALSE,BK30=FALSE,BN30=FALSE),0.0001,IF(AR2=1,AS30,IF(AR2=2,AV30,IF(AR2=3,AY30,IF(AR2=4,BB30,IF(AR2=5,BE30,IF(AR2=6,BH30,IF(AR2=7,BK30,IF(AR2=8,BN30)))))))))","v":9.3800000000000008},null,null,null,"cm3",null,null,null,null,null,null,null,null,"R2",{"$f":"AS41+AS42","v":1465.7450181159425},"Mx",{"$f":"((AS37*AU37)/(2*AS45))*((AS45^2)-(AS46^2)-(AS45*AU37))","v":0},{"$f":"((AS37*AV37)/(2*AS45))*((AS45^2)-(AS46^2)-(AS45*AV37))","v":230.31772511161014}]
[null,null,null,null,null,null,null,null,null,null,null,null,null,null,null,null,null,null,null,null,null,null,null,null,null,"rx",null,null,null," =",{"$f":"IF(AND(AS31=FALSE,AV31=FALSE,AY31=FALSE,BB31=FALSE,BE31=FALSE,BH31=FALSE,BK31=FALSE,BN31=FALSE),0.0001,IF(AR2=1,AS31,IF(AR2=2,AV31,IF(AR2=3,AY31,IF(AR2=4,BB31,IF(AR2=5,BE31,IF(AR2=6,BH31,IF(AR2=7,BK31,IF(AR2=8,BN31)))))))))","v":4.7699999999999996},null,null,null,"cm",null,null,null,null,null,null,null,null,"V1",{"$f":"(AS37/(2*AS45))*((AS45^2)-(AS46^2))","v":663.442481884058},"at x =",0,"m."]
[null,null,null,null,null,null,null,null,null,null,null,null,null,null,null,null,null,null,null,null,null,null,null,null,null,"ry",null,null,null," =",{"$f":"IF(AND(AS32=FALSE,AV32=FALSE,AY32=FALSE,BB32=FALSE,BE32=FALSE,BH32=FALSE,BK32=FALSE,BN32=FALSE),0.0001,IF(AR2=1,AS32,IF(AR2=2,AV32,IF(AR2=3,AY32,IF(AR2=4,BB32,IF(AR2=5,BE32,IF(AR2=6,BH32,IF(AR2=7,BK32,IF(AR2=8,BN32)))))))))","v":1.81},null,null,null,"cm",null,null,null,null,null,null,null,null,"V2",{"$f":"AS37*AS46","v":582.72500000000014},"at x =",{"$f":"AS45","v":3.929536235350267},"m.","xv",{"$f":"AS38/AS37","v":1.6857966311075236},"m.",0,0]
[null,null,null,null,null,null,null,null,null,null,null,null,null,null,null,null,null,null,null,null,null,null,null,null,null,"Sectional Area",null,null,null," =",{"$f":"IF(AND(AS33=FALSE,AV33=FALSE,AY33=FALSE,BB33=FALSE,BE33=FALSE,BH33=FALSE,BK33=FALSE,BN33=FALSE),0.0001,IF(AR2=1,AS33,IF(AR2=2,AV33,IF(AR2=3,AY33,IF(AR2=4,BB33,IF(AR2=5,BE33,IF(AR2=6,BH33,IF(AR2=7,BK33,IF(AR2=8,BN33)))))))))","v":9.548},null,null,null,"cm2",null,null,null,null,null,null,null,null,"V3",{"$f":"(AS37/(2*AS45))*((AS45^2)+(AS46^2))","v":883.02001811594221},"at x =",{"$f":"AS45","v":3.929536235350267},"m.","xm",{"$f":"AS45*(1-((AS46^2)/(AS45^2)))","v":3.3715932622150473},"m.",{"$f":"BP46","v":5.4102310486706582},0]
[null,"X1",null,null,null," =",{"$f":"AX41","v":1.6857966311075236},null,null,null,"m.",null,null,"X2",null,null,null," =",{"$f":"AX42","v":3.3715932622150473},null,null,null,"m.",null,null,"Unit Weight",null,null,null," =",{"$f":"IF(AND(AS34=FALSE,AV34=FALSE,AY34=FALSE,BB34=FALSE,BE34=FALSE,BH34=FALSE,BK34=FALSE,BN34=FALSE),0.0001,IF(AR2=1,AS34,IF(AR2=2,AV34,IF(AR2=3,AY34,IF(AR2=4,BB34,IF(AR2=5,BE34,IF(AR2=6,BH34,IF(AR2=7,BK34,IF(AR2=8,BN34)))))))))","v":7.5},null,null,null,"kg./m.",null,null,null,null,null,null,null,null,"M1",{"$f":"(AS37/(8*(AS45^2)))*((AS45+AS46)^2)*((AS45-AS46)^2)","v":559.21455044687968},"at x =",{"$f":"(AS45/2)*(1-((AS46^2)/(AS45^2)))","v":1.6857966311075236},"m.","M",{"$f":"((AS37*AX41)/(2*AS45))*((AS45^2)-(AS46^2)-(AS45*AX41))","v":559.21455044687957}]
[null,"Reaction(Max.)",null,null,null," =",{"$f":"AS39","v":1465.7450181159425},null,null,null,"kg.",null,null,"Reaction(Min.)",null,null,null," =",{"$f":"AS38","v":663.442481884058},null,null,null,"kg.",null,null,null,null,null,null,null,null,null,null,null,null,null,null,null,null,null,null,null,null,"M2",{"$f":"AS37*(AS46^2)/2","v":431.4189425460624},"at x =",{"$f":"AS45","v":3.929536235350267},"m.",null,0]
[null,"Results =>",null,null,null,null,null,null,{"$f":"\"Use : \"&AQ9&\"  \"&G38&\"-\"&AD35&\"  mm.\"","v":"Use : Use : C-Light Lip Channel  2-125x50x20x4.0  mm."},null,null,null,null,null,null,null,null,null,null,null,null,null,null,"Weight",null,{"$f":"AE43","v":7.5},null,null,"kg./m.",null,{"$f":"IF(OR(Y37=\"Fail\",Y39=\"Fail\"),\"Try again !\",\"Complete !!\")","v":"Complete !!"},null,null,null,null,null,null,null,null,null,null,null,null,"L",{"$f":"AS8","v":3.929536235350267}]
[null,null,null,null,null,null,null,null,null,null,null,null,null,null,null,null,null,null,null,null,null,null,null,null,null,null,null,null,null,null,null,null,null,null,null,null,null,null,null,null,null,null,null,"a",{"$f":"AS7","v":1.4806948133203905},0,0,{"$f":"AS45/10","v":0.39295362353502672},{"$f":"AV46*2","v":0.78590724707005344},{"$f":"AV46*3","v":1.1788608706050803},{"$f":"AV46*4","v":1.5718144941401069},{"$f":"AV46*5","v":1.9647681176751335},{"$f":"AV46*6","v":2.3577217412101605},{"$f":"AV46*7","v":2.7506753647451871},{"$f":"AV46*8","v":3.1436289882802138},{"$f":"AV46*9","v":3.5365826118152404},{"$f":"AV46*10","v":3.929536235350267},{"$f":"AV46*10","v":3.929536235350267},{"$f":"BF46+BG37","v":4.0776057166823056},{"$f":"BF46+BH37","v":4.2256751980143452},{"$f":"BF46+BI37","v":4.3737446793463839},{"$f":"BF46+BJ37","v":4.5218141606784235},{"$f":"BE46+BK37","v":4.6698836420104621},{"$f":"BE46+BL37","v":4.8179531233425017},{"$f":"BE46+BM37","v":4.9660226046745404},{"$f":"BE46+BN37","v":5.1140920860065791},{"$f":"BE46+BO37","v":5.2621615673386186},{"$f":"BE46+BP37","v":5.4102310486706582}]
[null,null,null,null,null,null,null,null,null,null,null,null,null,null,null,null,null,null,null,null,null,null,null,null,null,null,null,null,null,null,null,null,null,null,null,null,null,null,null,null,null,null,null,null,null,"M",{"$f":"((AS37*AU37)/(2*AS45))*((AS45^2)-(AS46^2)-(AS45*AU37))","v":0},{"$f":"((AS37*AV37)/(2*AS45))*((AS45^2)-(AS46^2)-(AS45*AV37))","v":230.31772511161014},{"$f":"((AS37*AW37)/(2*AS45))*((AS45^2)-(AS46^2)-(AS45*AW37))","v":399.86664591961664},{"$f":"((AS37*AX37)/(2*AS45))*((AS45^2)-(AS46^2)-(AS45*AX37))","v":508.64676242401947},{"$f":"((AS37*AY37)/(2*AS45))*((AS45^2)-(AS46^2)-(AS45*AY37))","v":556.65807462481871},{"$f":"((AS37*AZ37)/(2*AS45))*((AS45^2)-(AS46^2)-(AS45*AZ37))","v":543.90058252201413},{"$f":"((AS37*BA37)/(2*AS45))*((AS45^2)-(AS46^2)-(AS45*BA37))","v":470.37428611560603},{"$f":"((AS37*BB37)/(2*AS45))*((AS45^2)-(AS46^2)-(AS45*BB37))","v":336.07918540559439},{"$f":"((AS37*BC37)/(2*AS45))*((AS45^2)-(AS46^2)-(AS45*BC37))","v":141.01528039197913},{"$f":"((AS37*BD37)/(2*AS45))*((AS45^2)-(AS46^2)-(AS45*BD37))","v":-114.81742892523998},{"$f":"((AS37*BE37)/(2*AS45))*((AS45^2)-(AS46^2)-(AS45*BE37))","v":-431.4189425460624},{"$f":"-(AS37/2)*((AS46-BF37)^2)","v":-431.4189425460624},{"$f":"-(AS37/2)*((AS46-BG37)^2)","v":-349.44934346231048},{"$f":"-(AS37/2)*((AS46-BH37)^2)","v":-276.10812322947993},{"$f":"-(AS37/2)*((AS46-BI37)^2)","v":-211.39528184757057},{"$f":"-(AS37/2)*((AS46-BJ37)^2)","v":-155.31081931658244},{"$f":"-(AS37/2)*((AS46-BK37)^2)","v":-107.85473563651556},{"$f":"-(AS37/2)*((AS46-BL37)^2)","v":-69.027030807369968},{"$f":"-(AS37/2)*((AS46-BM37)^2)","v":-38.82770482914561},{"$f":"-(AS37/2)*((AS46-BN37)^2)","v":-17.256757701842485},{"$f":"-(AS37/2)*((AS46-BO37)^2)","v":-4.3141894254606141},{"$f":"(AS37/2)*((AS46-BP37)^2)","v":9.7017158528282965E-30}]
[null,null,null,null,null,null,null,null,null,null,null,null,null,null,null,null,null,null,null,null,null,null,null,null,null,null,null,null,null,null,null,null,null,null,null,null,null,null,null,null,null,null,null,null,"∆ max.  y-y(x)",{"$f":"IF(G38=1,((AS37/100)*AX41*100)/(24*G22*AE36*AS45*100)*(((AS45*100)^4)-(2*((AS45*100)^2)*((AX41*100)^2))+((AS45*100)*((AX41*100)^3))-(2*((AS46*100)^2)*((AS45*100)^2))+(2*((AS46*100)^2)*((AX41*100)^2))),((AS37/100)*AX41*100)/(24*G22*AE36*2*AS45*100)*(((AS45*100)^4)-(2*((AS45*100)^2)*((AX41*100)^2))+((AS45*100)*((AX41*100)^3))-(2*((AS46*100)^2)*((AS45*100)^2))+(2*((AS46*100)^2)*((AX41*100)^2))))","v":0.88182512654226952},"cm."]
[null,null,null,null,null,null,null,null,null,null,null,null,null,null,null,null,null,null,null,null,null,null,null,null,null,null,null,null,null,null,null,null,null,null,null,null,null,null,null,null,null,null,null,null,"∆ max.  y-y(x1)",{"$f":"IF(G38=1,((AS37/100)*(AS46*100)/(24*G22*AE36))*((4*((AS46*100)^2)*(AS45*100))-((AS45*100)^3)+(6*((AS46*100)^2)*AS46)-(4*(AS46*100)*((AS46*100)^2))+((AS46*100)^3))*-1,((AS37/100)*(AS46*100)/(24*G22*AE36*2))*((4*((AS46*100)^2)*(AS45*100))-((AS45*100)^3)+(6*((AS46*100)^2)*AS46)-(4*(AS46*100)*((AS46*100)^2))+((AS46*100)^3))*-1)","v":0.95266411239440996},"cm."]
[]
[]
[]
[]
[]
[]
[]
[]
[]
[]
[]
[]
[]
[]
[null,null,null,null,null,null,null,null,null,null,null,null,null,null,null,null,null,null,null,null,null,null,null,null,null,null,null,null,null,null,null,null,null,null,null,null,null,null,null,null,null,null,null,"Carbon Steel Pipe",null,"(For General Structural Purposes)"]
[]
[null,null,null,null,null,null,null,null,null,null,null,null,null,null,null,null,null,null,null,null,null,null,null,null,null,null,null,null,null,null,null,null,null,null,null,null,null,null,null,null,null,null,null,"Dimension Tolerance"]
[]
[null,null,null,null,null,null,null,null,null,null,null,null,null,null,null,null,null,null,null,null,null,null,null,null,null,null,null,null,null,null,null,null,null,null,null,null,null,null,null,null,null,null,null,"Side Length"]
[null,null,null,null,null,null,null,null,null,null,null,null,null,null,null,null,null,null,null,null,null,null,null,null,null,null,null,null,null,null,null,null,null,null,null,null,null,null,null,null,null,null,null,": O. D< 50 mm. ± 1.5 mm. Thickness : Under 3 mm. ± 0.3 mm."]
[null,null,null,null,null,null,null,null,null,null,null,null,null,null,null,null,null,null,null,null,null,null,null,null,null,null,null,null,null,null,null,null,null,null,null,null,null,null,null,null,null,null,null,": O. D > 50 mm. ± 1.5 % Thickness : 3 mm. or over, ± 10%"]
[null,null,null,null,null,null,null,null,null,null,null,null,null,null,null,null,null,null,null,null,null,null,null,null,null,null,null,null,null,null,null,null,null,null,null,null,null,null,null,null,null,null,null,": ± 10% Lenght : +50 mm., -0 mm."]
[]
[null,null,null,null,null,null,null,null,null,null,null,null,null,null,null,null,null,null,null,null,null,null,null,null,null,null,null,null,null,null,null,null,null,null,null,null,null,null,null,null,null,"Nominal dimention","Outside Diameter","Thickness","Calculate Weight","Cross Sectional Area","Geometrical Moment of Inertia","Modulus of Section","Radius of Gyration",null,null,"Name","Diameter (mm.)","Weight (kg/m.)","Cross Section Area (sq.cm.)","Circumference (cm.)"]
[null,null,null,null,null,null,null,null,null,null,null,null,null,null,null,null,null,null,null,null,null,null,null,null,null,null,null,null,null,null,null,null,null,null,null,null,null,null,null,null,null,"DN","D","T","W","A","I","Z","I",null,1,"RB 6",6,0.222,0.28299999999999997,1.88]
[null,null,null,null,null,null,null,null,null,null,null,null,null,null,null,null,null,null,null,null,null,null,null,null,null,null,null,null,null,null,null,null,null,null,null,null,null,null,null,null,null,"in.","mm.","mm.","kg./m.","cm2","cm4","cm3","cm.",null,2,"RB 9",9,0.499,0.63600000000000001,2.82]
[null,null,null,null,null,null,null,null,null,null,null,null,null,null,null,null,null,null,null,null,null,null,null,null,null,null,null,null,null,null,null,null,null,null,null,null,null,null,null,1,"21.7x2.0","1/2 (15)",21.7,2,0.97,1.24,0.61,0.56000000000000005,0.7,null,3,"RB 12",12,0.88800000000000001,1.131,3.77]
[null,null,null,null,null,null,null,null,null,null,null,null,null,null,null,null,null,null,null,null,null,null,null,null,null,null,null,null,null,null,null,null,null,null,null,null,null,null,null,2,"27.2x2.0","3/4 (20)  ","27.2  ",2,1.24,1.58,1.26,0.93,0.89,null,4,"RB 15",15,1.387,1.7669999999999999,4.71]
[null,null,null,null,null,null,null,null,null,null,null,null,null,null,null,null,null,null,null,null,null,null,null,null,null,null,null,null,null,null,null,null,null,null,null,null,null,null,null,3,"27.2x2.3",null,null,2.2999999999999998,1.41,1.8,1.41,1.03,0.88,null,5,"RB 19",19,2.226,2.835,5.96]
[null,null,null,null,null,null,null,null,null,null,null,null,null,null,null,null,null,null,null,null,null,null,null,null,null,null,null,null,null,null,null,null,null,null,null,null,null,null,null,4,"34.0x2.3","1 (25)",34,2.2999999999999998,1.8,2.29,2.89,1.7,1.1200000000000001,null,6,"RB 25",25,3.8530000000000002,4.9089999999999998,7.85]
[null,null,null,null,null,null,null,null,null,null,null,null,null,null,null,null,null,null,null,null,null,null,null,null,null,null,null,null,null,null,null,null,null,null,null,null,null,null,null,5,"42.7x2.3","1 1/4 (32)  ","42.7  ",2.2999999999999998,2.29,2.92,5.97,2.8,1.43,null,7,"RB 28",28,4.8339999999999996,6.1580000000000004,8.7899999999999991]
[null,null,null,null,null,null,null,null,null,null,null,null,null,null,null,null,null,null,null,null,null,null,null,null,null,null,null,null,null,null,null,null,null,null,null,null,null,null,null,6,"42.7x2.5",null,null,2.5,2.48,3.16,6.4,3,1.42,null,8,"RB 34",34,7.1269999999999998,9.0790000000000006,10.68]
[null,null,null,null,null,null,null,null,null,null,null,null,null,null,null,null,null,null,null,null,null,null,null,null,null,null,null,null,null,null,null,null,null,null,null,null,null,null,null,7,"48.6x2.3","  1 1/2 (40)    ","  48.6    ",2.2999999999999998,2.63,3.35,8.99,3.7,1.64,null,9,"DB 10",10,0.61599999999999999,0.78500000000000003,3.14]
[null,null,null,null,null,null,null,null,null,null,null,null,null,null,null,null,null,null,null,null,null,null,null,null,null,null,null,null,null,null,null,null,null,null,null,null,null,null,null,8,"48.6x2.5",null,null,2.5,2.84,3.62,9.65,3.97,1.63,null,10,"DB 12",12,0.88800000000000001,1.131,3.77]
[null,null,null,null,null,null,null,null,null,null,null,null,null,null,null,null,null,null,null,null,null,null,null,null,null,null,null,null,null,null,null,null,null,null,null,null,null,null,null,9,"48.6x2.8",null,null,2.8,3.16,4.03,10.6,4.3600000000000003,1.62,null,11,"DB 16",16,1.5780000000000001,2.0099999999999998,5.03]
[null,null,null,null,null,null,null,null,null,null,null,null,null,null,null,null,null,null,null,null,null,null,null,null,null,null,null,null,null,null,null,null,null,null,null,null,null,null,null,10,"48.6x3.2",null,null,3.2,3.58,4.5599999999999996,11.8,4.8600000000000003,1.61,null,12,"DB 20",20,2.4660000000000002,3.1459999999999999,6.29]
[null,null,null,null,null,null,null,null,null,null,null,null,null,null,null,null,null,null,null,null,null,null,null,null,null,null,null,null,null,null,null,null,null,null,null,null,null,null,null,11,"60.5x2.3","  2(50)  ","  60.5  ",2.2999999999999998,3.3,4.21,17.8,5.9,2.06,null,13,"DB 22",22,2.984,3.8010000000000002,6.91]
[null,null,null,null,null,null,null,null,null,null,null,null,null,null,null,null,null,null,null,null,null,null,null,null,null,null,null,null,null,null,null,null,null,null,null,null,null,null,null,12,"60.5x3.2",null,null,3.2,4.5199999999999996,5.76,23.7,7.84,2.0299999999999998,null,14,"DB 25",25,3.8530000000000002,4.9080000000000004,7.86]
[null,null,null,null,null,null,null,null,null,null,null,null,null,null,null,null,null,null,null,null,null,null,null,null,null,null,null,null,null,null,null,null,null,null,null,null,null,null,null,13,"60.5x4.0",null,null,4,5.57,7.1,28.5,9.41,2,null,15,"DB 28",28,4.8339999999999996,6.157,8.8000000000000007]
[null,null,null,null,null,null,null,null,null,null,null,null,null,null,null,null,null,null,null,null,null,null,null,null,null,null,null,null,null,null,null,null,null,null,null,null,null,null,null,14,"76.3x2.8","  2 1/2 (65)  ","  76.3  ",2.8,5.08,6.47,43.7,11.5,2.6,null,16,"DB 32",32,6.3129999999999997,8.0419999999999998,10.06]
[null,null,null,null,null,null,null,null,null,null,null,null,null,null,null,null,null,null,null,null,null,null,null,null,null,null,null,null,null,null,null,null,null,null,null,null,null,null,null,15,"76.3x3.2",null,null,3.2,5.77,7.35,49.2,12.9,2.59,null,17,"DB 36",36,7.99,10.178000000000001,11.31]
[null,null,null,null,null,null,null,null,null,null,null,null,null,null,null,null,null,null,null,null,null,null,null,null,null,null,null,null,null,null,null,null,null,null,null,null,null,null,null,16,"76.3x4.0",null,null,4,7.13,9.09,59.5,15.6,2.58,null,18,"DB 40",40,9.8650000000000002,12.566000000000001,12.6]
[null,null,null,null,null,null,null,null,null,null,null,null,null,null,null,null,null,null,null,null,null,null,null,null,null,null,null,null,null,null,null,null,null,null,null,null,null,null,null,17,"89.1x2.8","3 (80)  ","89.1  ",2.8,5.96,7.59,70.7,15.9,3.05]
[null,null,null,null,null,null,null,null,null,null,null,null,null,null,null,null,null,null,null,null,null,null,null,null,null,null,null,null,null,null,null,null,null,null,null,null,null,null,null,18,"89.1x3.2",null,null,3.2,6.78,8.64,79.8,17.899999999999999,3.04]
[null,null,null,null,null,null,null,null,null,null,null,null,null,null,null,null,null,null,null,null,null,null,null,null,null,null,null,null,null,null,null,null,null,null,null,null,null,null,null,19,"101.6x3.2","3 1/2 (90)  ","101.6  ",3.2,7.76,9.89,120,23.6,3.48]
[null,null,null,null,null,null,null,null,null,null,null,null,null,null,null,null,null,null,null,null,null,null,null,null,null,null,null,null,null,null,null,null,null,null,null,null,null,null,null,20,"101.6x4.0",null,null,4,9.6300000000000008,12.26,146,28.8,3.45]
[null,null,null,null,null,null,null,null,null,null,null,null,null,null,null,null,null,null,null,null,null,null,null,null,null,null,null,null,null,null,null,null,null,null,null,null,null,null,null,21,"114.3x3.2","  4 (100)  ","  114.3  ",3.2,8.77,11.17,172,30.2,3.93]
[null,null,null,null,null,null,null,null,null,null,null,null,null,null,null,null,null,null,null,null,null,null,null,null,null,null,null,null,null,null,null,null,null,null,null,null,null,null,null,22,"114.3x3.5",null,null,3.5,9.58,12.18,187,32.700000000000003,3.92]
[null,null,null,null,null,null,null,null,null,null,null,null,null,null,null,null,null,null,null,null,null,null,null,null,null,null,null,null,null,null,null,null,null,null,null,null,null,null,null,23,"114.3x4.5",null,null,4.5,12.2,15.52,234,41,3.89]
[null,null,null,null,null,null,null,null,null,null,null,null,null,null,null,null,null,null,null,null,null,null,null,null,null,null,null,null,null,null,null,null,null,null,null,null,null,null,null,24,"139.8x3.6","  5 (125)    ","  139.8    ",3.6,12.1,15.4,357,51.1,4.82]
[null,null,null,null,null,null,null,null,null,null,null,null,null,null,null,null,null,null,null,null,null,null,null,null,null,null,null,null,null,null,null,null,null,null,null,null,null,null,null,25,"139.8x4.0",null,null,4,13.4,17.07,394,56.3,4.8]
[null,null,null,null,null,null,null,null,null,null,null,null,null,null,null,null,null,null,null,null,null,null,null,null,null,null,null,null,null,null,null,null,null,null,null,null,null,null,null,26,"139.8x4.5",null,null,4.5,15,19.13,438,62.7,4.79]
[null,null,null,null,null,null,null,null,null,null,null,null,null,null,null,null,null,null,null,null,null,null,null,null,null,null,null,null,null,null,null,null,null,null,null,null,null,null,null,27,"139.8x6.0",null,null,6,19.8,25.22,566,80.2,4.74]
[null,null,null,null,null,null,null,null,null,null,null,null,null,null,null,null,null,null,null,null,null,null,null,null,null,null,null,null,null,null,null,null,null,null,null,null,null,null,null,28,"165.2x4.5","  6 (150)    ","  165.2    ",4.5,17.8,22.72,734,88.9,5.68]
[null,null,null,null,null,null,null,null,null,null,null,null,null,null,null,null,null,null,null,null,null,null,null,null,null,null,null,null,null,null,null,null,null,null,null,null,null,null,null,29,"165.2x5.0",null,null,5,19.8,25.16,808,97.8,5.67]
[null,null,null,null,null,null,null,null,null,null,null,null,null,null,null,null,null,null,null,null,null,null,null,null,null,null,null,null,null,null,null,null,null,null,null,null,null,null,null,30,"165.2x6.0",null,null,6,23.6,30.01,952,115,5.63]
[null,null,null,null,null,null,null,null,null,null,null,null,null,null,null,null,null,null,null,null,null,null,null,null,null,null,null,null,null,null,null,null,null,null,null,null,null,null,null,31,"165.2x7.1",null,null,7.1,27.7,35.26,1100,134,5.6]
[null,null,null,null,null,null,null,null,null,null,null,null,null,null,null,null,null,null,null,null,null,null,null,null,null,null,null,null,null,null,null,null,null,null,null,null,null,null,null,32,"216.3x4.5","  8 (200)    ","  216.3    ",4.5,23.5,29.94,1680,155,7.49]
[null,null,null,null,null,null,null,null,null,null,null,null,null,null,null,null,null,null,null,null,null,null,null,null,null,null,null,null,null,null,null,null,null,null,null,null,null,null,null,33,"216.3x5.8",null,null,5.8,30.1,38.36,2130,197,7.45]
[null,null,null,null,null,null,null,null,null,null,null,null,null,null,null,null,null,null,null,null,null,null,null,null,null,null,null,null,null,null,null,null,null,null,null,null,null,null,null,34,"216.3x7.0",null,null,7,36.1,46.03,2520,233,7.4]
[null,null,null,null,null,null,null,null,null,null,null,null,null,null,null,null,null,null,null,null,null,null,null,null,null,null,null,null,null,null,null,null,null,null,null,null,null,null,null,35,"216.3x8.2",null,null,8.1999999999999993,42.1,53.61,2910,269,7.36]
[]
[]
[]
[null,null,null,null,null,null,null,null,null,null,null,null,null,null,null,null,null,null,null,null,null,null,null,null,null,null,null,null,null,null,null,null,null,null,null,null,null,null,null,null,null,null,null,null,null,"Channels"]
[]
[null,null,null,null,null,null,null,null,null,null,null,null,null,null,null,null,null,null,null,null,null,null,null,null,null,null,null,null,null,null,null,null,null,null,null,null,null,null,null,null,null,null,null,null,null,"TIS / JIS STANDARDS"]
[]
[null,null,null,null,null,null,null,null,null,null,null,null,null,null,null,null,null,null,null,null,null,null,null,null,null,null,null,null,null,null,null,null,null,null,null,null,null,null,null,null,null,null,null,null,null,"( TIS 1227 : 1996 / JIS G3192 : 1990)"]
[]
[null,null,null,null,null,null,null,null,null,null,null,null,null,null,null,null,null,null,null,null,null,null,null,null,null,null,null,null,null,null,null,null,null,null,null,null,null,null,null,null,null,null,null,null,null,"Size & Properties"]
[]
[]
[null,null,null,null,null,null,null,null,null,null,null,null,null,null,null,null,null,null,null,null,null,null,null,null,null,null,null,null,null,null,null,null,null,null,null,null,null,null,null,null,null,"Standard Sectional Dimension (mm.)",null,null,null,null,"Sectional Area (cm2)","Weight (kg/m.)","Reference"]
[null,null,null,null,null,null,null,null,null,null,null,null,null,null,null,null,null,null,null,null,null,null,null,null,null,null,null,null,null,null,null,null,null,null,null,null,null,null,null,null,null,"H x B","t1","t2","r1","r2",null,null,"Position of Center of Gravity (cm.)",null,"Moment of Inertia (cm4)",null,"Raidus of Gyration (cm.)",null,"Modulus of Section (cm3)"]
[null,null,null,null,null,null,null,null,null,null,null,null,null,null,null,null,null,null,null,null,null,null,null,null,null,null,null,null,null,null,null,null,null,null,null,null,null,null,null,null,null,null,null,null,null,null,null,null,"Cx","Cy","lx","ly","ix","iy","Zx","Zy"]
[null,null,null,null,null,null,null,null,null,null,null,null,null,null,null,null,null,null,null,null,null,null,null,null,null,null,null,null,null,null,null,null,null,null,null,null,null,null,null,1,{"$f":"AP126&\"x\"&AQ126&\"x\"&AR126","v":"75x40x5x7"},"75x40",5,7,8,4,8.8179999999999996,6.92,0,1.28,75.3,12.2,2.92,1.17,20.100000000000001,4.47]
[null,null,null,null,null,null,null,null,null,null,null,null,null,null,null,null,null,null,null,null,null,null,null,null,null,null,null,null,null,null,null,null,null,null,null,null,null,null,null,2,{"$f":"AP127&\"x\"&AQ127&\"x\"&AR127","v":"100x50x5x7.5"},"100x50",5,7.5,8,4,11.92,9.36,0,1.54,188,26,3.97,1.48,37.6,7.52]
[null,null,null,null,null,null,null,null,null,null,null,null,null,null,null,null,null,null,null,null,null,null,null,null,null,null,null,null,null,null,null,null,null,null,null,null,null,null,null,3,"125x65x6x8","125x65",6,8,8,4,17.11,13.4,0,1.9,424,61.8,4.9800000000000004,1.9,67.8,13.4]
[null,null,null,null,null,null,null,null,null,null,null,null,null,null,null,null,null,null,null,null,null,null,null,null,null,null,null,null,null,null,null,null,null,null,null,null,null,null,null,4,"150x75x6.5x10","150x75",6.5,10,10,5,23.71,18.600000000000001,0,2.2799999999999998,861,117,6.03,2.2200000000000002,115,22.4]
[null,null,null,null,null,null,null,null,null,null,null,null,null,null,null,null,null,null,null,null,null,null,null,null,null,null,null,null,null,null,null,null,null,null,null,null,null,null,null,5,"150x75x9x12.5","150x75",9,12.5,15,7.5,30.59,24,0,2.31,1050,147,5.86,2.19,140,28.3]
[null,null,null,null,null,null,null,null,null,null,null,null,null,null,null,null,null,null,null,null,null,null,null,null,null,null,null,null,null,null,null,null,null,null,null,null,null,null,null,6,"180x75x7x10.5","180x75",7,10.5,11,5.5,27.2,21.4,0,2.13,1380,131,7.12,2.19,15.3,24.3]
[null,null,null,null,null,null,null,null,null,null,null,null,null,null,null,null,null,null,null,null,null,null,null,null,null,null,null,null,null,null,null,null,null,null,null,null,null,null,null,7,"200x80x7.5x11","200x80",7.5,11,12,6,31.33,24.6,0,2.21,1950,168,7.88,2.3199999999999998,195,29.1]
[null,null,null,null,null,null,null,null,null,null,null,null,null,null,null,null,null,null,null,null,null,null,null,null,null,null,null,null,null,null,null,null,null,null,null,null,null,null,null,8,"200x90x8x13.5","200x90",8,13.5,14,7,38.65,30.3,0,2.74,2490,277,8.02,2.68,249,44.2]
[null,null,null,null,null,null,null,null,null,null,null,null,null,null,null,null,null,null,null,null,null,null,null,null,null,null,null,null,null,null,null,null,null,null,null,null,null,null,null,9,"250x90x9x13","250x90",9,13,14,7,44.07,34.6,0,2.4,4180,294,9.74,2.58,334,44.5]
[null,null,null,null,null,null,null,null,null,null,null,null,null,null,null,null,null,null,null,null,null,null,null,null,null,null,null,null,null,null,null,null,null,null,null,null,null,null,null,10,"250x90x11x14.5","250x90",11,14.5,17,8.5,51.17,40.200000000000003,0,2.4,4680,329,9.56,2.54,374,49.9]
[null,null,null,null,null,null,null,null,null,null,null,null,null,null,null,null,null,null,null,null,null,null,null,null,null,null,null,null,null,null,null,null,null,null,null,null,null,null,null,11,"300x90x9x13","300x90",9,13,14,7,48.57,38.1,0,2.2200000000000002,6440,309,11.5,2.52,429,45.7]
[null,null,null,null,null,null,null,null,null,null,null,null,null,null,null,null,null,null,null,null,null,null,null,null,null,null,null,null,null,null,null,null,null,null,null,null,null,null,null,12,{"$f":"AP137&\"x\"&AQ137&\"x\"&AR137","v":"300x90x10x15.5"},"300x90",10,15.5,19,9.5,55.74,43.8,0,2.34,7410,360,11.5,2.54,494,54.1]
[null,null,null,null,null,null,null,null,null,null,null,null,null,null,null,null,null,null,null,null,null,null,null,null,null,null,null,null,null,null,null,null,null,null,null,null,null,null,null,13,"300x90x12x16","300x90",12,16,19,9.5,61.9,48.6,0,2.2799999999999998,7870,379,11.3,2.48,525,56.4]
[null,null,null,null,null,null,null,null,null,null,null,null,null,null,null,null,null,null,null,null,null,null,null,null,null,null,null,null,null,null,null,null,null,null,null,null,null,null,null,14,"380x100x10.5x16","380x100",10.5,16,18,9,63.39,54.5,0,2.41,14500,535,14.5,2.78,763,70.5]
[null,null,null,null,null,null,null,null,null,null,null,null,null,null,null,null,null,null,null,null,null,null,null,null,null,null,null,null,null,null,null,null,null,null,null,null,null,null,null,15,"380x100x13x16.5","380x100",13,16.5,18,9,78.959999999999994,62,0,2.33,15600,565,14.1,2.67,823,73.599999999999994]
[null,null,null,null,null,null,null,null,null,null,null,null,null,null,null,null,null,null,null,null,null,null,null,null,null,null,null,null,null,null,null,null,null,null,null,null,null,null,null,16,{"$f":"AP141&\"x\"&AQ141&\"x\"&AR141","v":"380x100x13x20"},"380x100",13,20,24,12,85.71,67.3,0,2.54,17600,655,14.3,2.76,926,87.8]
[]
[]
[]
[null,null,null,null,null,null,null,null,null,null,null,null,null,null,null,null,null,null,null,null,null,null,null,null,null,null,null,null,null,null,null,null,null,null,null,null,null,null,null,null,null,null,null,null,null,"Equal Angles"]
[]
[null,null,null,null,null,null,null,null,null,null,null,null,null,null,null,null,null,null,null,null,null,null,null,null,null,null,null,null,null,null,null,null,null,null,null,null,null,null,null,null,null,null,null,null,null,"TIS / JIS STANDARDS"]
[]
[null,null,null,null,null,null,null,null,null,null,null,null,null,null,null,null,null,null,null,null,null,null,null,null,null,null,null,null,null,null,null,null,null,null,null,null,null,null,null,null,null,null,null,null,null,"(TIS 1227 : 1996 / JIS G3192 : 1990)"]
[]
[null,null,null,null,null,null,null,null,null,null,null,null,null,null,null,null,null,null,null,null,null,null,null,null,null,null,null,null,null,null,null,null,null,null,null,null,null,null,null,null,null,null,null,null,null,"Size & Properties"]
[]
[]
[null,null,null,null,null,null,null,null,null,null,null,null,null,null,null,null,null,null,null,null,null,null,null,null,null,null,null,null,null,null,null,null,null,null,null,null,null,null,null,null,null,"Standard Sectional Dimesion mm.",null,null,null,"Sectional Area cm2","Unit Weight kg/m","Reference"]
[null,null,null,null,null,null,null,null,null,null,null,null,null,null,null,null,null,null,null,null,null,null,null,null,null,null,null,null,null,null,null,null,null,null,null,null,null,null,null,null,null,null,null,null,null,null,null,"Position of Center of Gravity cm. ",null,"Geometrical Moment of Ineryia cm4",null,null,null,"Raidus of Gyration of Area cm.",null,null,null,"Modulus of Section cm3"]
[null,null,null,null,null,null,null,null,null,null,null,null,null,null,null,null,null,null,null,null,null,null,null,null,null,null,null,null,null,null,null,null,null,null,null,null,null,null,null,null,null,"AxB","t","r1","r2",null,null,"Cx","Cy","Ix","Iy","Max ix","Min iy","ix","iy","Max ix","Max iy","Zx","Zy"]
[null,null,null,null,null,null,null,null,null,null,null,null,null,null,null,null,null,null,null,null,null,null,null,null,null,null,null,null,null,null,null,null,null,null,null,null,null,null,null,1,{"$f":"AP157&\"x\"&AQ157","v":"25x25x3"},"25x25",3,4,2,1.427,1.1200000000000001,0.71899999999999997,0.71899999999999997,0.79700000000000004,0.79700000000000004,1.26,0.33200000000000002,0.747,0.747,0.94,0.48299999999999998,0.44800000000000001,0.44800000000000001]
[null,null,null,null,null,null,null,null,null,null,null,null,null,null,null,null,null,null,null,null,null,null,null,null,null,null,null,null,null,null,null,null,null,null,null,null,null,null,null,2,{"$f":"AP158&\"x\"&AQ158","v":"25x25x5"},"25x25",5,3.5,2.4,2.2599999999999998,1.77,0.8,0.8,1.2,1.2,1.89,0.52,0.73,0.73,0.91,0.48,0.71,0.71]
[null,null,null,null,null,null,null,null,null,null,null,null,null,null,null,null,null,null,null,null,null,null,null,null,null,null,null,null,null,null,null,null,null,null,null,null,null,null,null,3,"30x30x3","30x30",3,4,2,1.7270000000000001,1.36,0.84399999999999997,0.84399999999999997,1.42,1.42,2.2599999999999998,0.59,0.90800000000000003,0.90800000000000003,1.1399999999999999,0.58499999999999996,0.66100000000000003,0.66100000000000003]
[null,null,null,null,null,null,null,null,null,null,null,null,null,null,null,null,null,null,null,null,null,null,null,null,null,null,null,null,null,null,null,null,null,null,null,null,null,null,null,4,"30x30x5","30x30",5,5,2.4,2.78,2.1800000000000002,0.92,0.92,2.16,2.16,3.41,0.92,0.88,0.88,1.1100000000000001,0.56999999999999995,1.04,1.04]
[null,null,null,null,null,null,null,null,null,null,null,null,null,null,null,null,null,null,null,null,null,null,null,null,null,null,null,null,null,null,null,null,null,null,null,null,null,null,null,5,"40x40x3","40x40",3,4.5,2,2.3359999999999999,1.83,1.0900000000000001,1.0900000000000001,3.53,3.53,5.6,1.46,1.23,1.23,1.55,0.79,1.21,1.21]
[null,null,null,null,null,null,null,null,null,null,null,null,null,null,null,null,null,null,null,null,null,null,null,null,null,null,null,null,null,null,null,null,null,null,null,null,null,null,null,6,"40x40x5","40x40",5,4.5,3,3.7549999999999999,2.95,1.17,1.17,5.42,5.42,8.59,2.25,1.2,1.2,1.51,0.77400000000000002,1.91,1.91]
[null,null,null,null,null,null,null,null,null,null,null,null,null,null,null,null,null,null,null,null,null,null,null,null,null,null,null,null,null,null,null,null,null,null,null,null,null,null,null,7,"40x40x6","40x40",6,6,2.4,4.4800000000000004,3.52,1.2,1.2,6.31,6.31,9.98,2.65,1.19,1.19,1.49,0.77,2.2599999999999998,2.2599999999999998]
[null,null,null,null,null,null,null,null,null,null,null,null,null,null,null,null,null,null,null,null,null,null,null,null,null,null,null,null,null,null,null,null,null,null,null,null,null,null,null,8,"45x45x4","45x45",4,6.5,3,3.492,2.74,1.24,1.24,6.5,6.5,10.3,2.7,1.36,1.36,1.72,0.88,2,2]
[null,null,null,null,null,null,null,null,null,null,null,null,null,null,null,null,null,null,null,null,null,null,null,null,null,null,null,null,null,null,null,null,null,null,null,null,null,null,null,9,"45x45x5","45x45",5,6.5,3,4.3019999999999996,3.38,1.28,1.28,7.91,7.91,12.5,3.29,1.36,1.36,1.71,0.874,2.46,2.46]
[null,null,null,null,null,null,null,null,null,null,null,null,null,null,null,null,null,null,null,null,null,null,null,null,null,null,null,null,null,null,null,null,null,null,null,null,null,null,null,10,"50x50x3","50x50",3,7,2.4,2.96,2.33,1.31,1.31,6.86,6.86,10.8,2.88,1.52,1.52,1.91,0.99,1.86,1.86]
[null,null,null,null,null,null,null,null,null,null,null,null,null,null,null,null,null,null,null,null,null,null,null,null,null,null,null,null,null,null,null,null,null,null,null,null,null,null,null,11,"50x50x4","50x50",4,6.5,3,3.8919999999999999,3.06,1.37,1.37,9.06,9.06,14.4,3.76,1.53,1.53,1.92,0.98299999999999998,2.4900000000000002,2.4900000000000002]
[null,null,null,null,null,null,null,null,null,null,null,null,null,null,null,null,null,null,null,null,null,null,null,null,null,null,null,null,null,null,null,null,null,null,null,null,null,null,null,12,"50x50x5","50x50",5,6.5,3,4.8019999999999996,3.77,1.41,1.41,11.1,11.1,17.5,4.58,1.52,1.52,1.91,0.97599999999999998,3.08,3.08]
[null,null,null,null,null,null,null,null,null,null,null,null,null,null,null,null,null,null,null,null,null,null,null,null,null,null,null,null,null,null,null,null,null,null,null,null,null,null,null,13,"50x50x6","50x50",6,6.5,4.5,5.6440000000000001,4.43,1.44,1.44,12.6,12.6,20,5.23,1.5,1.5,1.88,0.96299999999999997,3.55,3.55]
[null,null,null,null,null,null,null,null,null,null,null,null,null,null,null,null,null,null,null,null,null,null,null,null,null,null,null,null,null,null,null,null,null,null,null,null,null,null,null,14,"60x60x4","60x60",4,6.5,3,4.6920000000000002,3.68,1.61,1.61,16,16,25.4,6.62,1.85,1.85,2.33,1.19,3.66,3.66]
[null,null,null,null,null,null,null,null,null,null,null,null,null,null,null,null,null,null,null,null,null,null,null,null,null,null,null,null,null,null,null,null,null,null,null,null,null,null,null,15,"60x60x5","60x60",5,6.5,3,5.8019999999999996,4.55,1.66,1.66,19.600000000000001,19.600000000000001,31.2,8.09,1.84,1.84,2.3199999999999998,1.18,4.5199999999999996,4.5199999999999996]
[null,null,null,null,null,null,null,null,null,null,null,null,null,null,null,null,null,null,null,null,null,null,null,null,null,null,null,null,null,null,null,null,null,null,null,null,null,null,null,16,"65x65x5","65x65",5,8.5,3,6.367,5,1.77,1.77,25.3,25.3,40.1,10.5,1.99,1.99,2.5099999999999998,1.28,5.35,5.35]
[null,null,null,null,null,null,null,null,null,null,null,null,null,null,null,null,null,null,null,null,null,null,null,null,null,null,null,null,null,null,null,null,null,null,null,null,null,null,null,17,"65x65x6","65x65",6,8.5,4,7.5270000000000001,5.91,1.81,1.81,29.4,29.4,46.6,12.2,1.98,1.98,2.4900000000000002,1.27,6.26,6.26]
[null,null,null,null,null,null,null,null,null,null,null,null,null,null,null,null,null,null,null,null,null,null,null,null,null,null,null,null,null,null,null,null,null,null,null,null,null,null,null,18,"65x65x8","65x65",8,8.5,6,9.7609999999999992,7.66,1.88,1.88,36.799999999999997,36.799999999999997,58.3,15.3,1.94,1.94,2.44,1.25,7.96,7.96]
[null,null,null,null,null,null,null,null,null,null,null,null,null,null,null,null,null,null,null,null,null,null,null,null,null,null,null,null,null,null,null,null,null,null,null,null,null,null,null,19,"70x70x6","70x70",6,8.5,4,8.1270000000000007,6.38,1.93,1.93,37.1,37.1,58.9,15.3,2.14,2.14,2.69,1.37,7.33,7.33]
[null,null,null,null,null,null,null,null,null,null,null,null,null,null,null,null,null,null,null,null,null,null,null,null,null,null,null,null,null,null,null,null,null,null,null,null,null,null,null,20,"75x75x6","75x75",6,8.5,4,8.7270000000000003,6.85,2.06,2.06,46.1,46.1,73.2,19,2.2999999999999998,2.2999999999999998,2.9,1.48,8.4700000000000006,8.4700000000000006]
[null,null,null,null,null,null,null,null,null,null,null,null,null,null,null,null,null,null,null,null,null,null,null,null,null,null,null,null,null,null,null,null,null,null,null,null,null,null,null,21,"75x75x9","75x75",9,8.5,6,12.69,9.9600000000000009,2.17,2.17,64.400000000000006,64.400000000000006,102,26.7,2.25,2.25,2.84,1.45,12.1,12.1]
[null,null,null,null,null,null,null,null,null,null,null,null,null,null,null,null,null,null,null,null,null,null,null,null,null,null,null,null,null,null,null,null,null,null,null,null,null,null,null,22,"75x75x12","75x75",12,8.5,6,16.559999999999999,13,2.29,2.29,81.900000000000006,81.900000000000006,129,34.5,2.2200000000000002,2.2200000000000002,2.79,1.44,15.7,15.7]
[null,null,null,null,null,null,null,null,null,null,null,null,null,null,null,null,null,null,null,null,null,null,null,null,null,null,null,null,null,null,null,null,null,null,null,null,null,null,null,23,"80x80x6","80x80",6,8.5,4,9.327,7.32,2.1800000000000002,2.1800000000000002,56.4,56.4,89.6,23.2,2.46,2.46,3.1,1.58,9.6999999999999993,9.6999999999999993]
[null,null,null,null,null,null,null,null,null,null,null,null,null,null,null,null,null,null,null,null,null,null,null,null,null,null,null,null,null,null,null,null,null,null,null,null,null,null,null,24,"90x90x6","90x90",6,10,5,10.55,8.2799999999999994,2.42,2.42,80.7,80.7,128,33.4,2.77,2.77,3.48,1.78,12.3,12.3]
[null,null,null,null,null,null,null,null,null,null,null,null,null,null,null,null,null,null,null,null,null,null,null,null,null,null,null,null,null,null,null,null,null,null,null,null,null,null,null,25,"90x90x7","90x90",7,10,5,12.22,9.59,2.46,2.46,93,93,148,38.299999999999997,2.76,2.76,3.48,1.77,14.2,14.2]
[null,null,null,null,null,null,null,null,null,null,null,null,null,null,null,null,null,null,null,null,null,null,null,null,null,null,null,null,null,null,null,null,null,null,null,null,null,null,null,26,"90x90x10","90x90",10,10,7,17,13.3,2.57,2.57,125,125,199,51.7,2.71,2.71,3.42,1.74,19.5,19.5]
[null,null,null,null,null,null,null,null,null,null,null,null,null,null,null,null,null,null,null,null,null,null,null,null,null,null,null,null,null,null,null,null,null,null,null,null,null,null,null,27,"90x90x12","90x90",12,11,4.8,20.3,15.9,2.66,2.66,148,148,234,61.7,2.7,2.7,3.4,1.75,23.3,23.3]
[null,null,null,null,null,null,null,null,null,null,null,null,null,null,null,null,null,null,null,null,null,null,null,null,null,null,null,null,null,null,null,null,null,null,null,null,null,null,null,28,"90x90x13","90x90",13,10,7,21.71,17,2.69,2.69,156,156,248,65.3,2.68,2.68,3.38,1.73,24.8,24.8]
[null,null,null,null,null,null,null,null,null,null,null,null,null,null,null,null,null,null,null,null,null,null,null,null,null,null,null,null,null,null,null,null,null,null,null,null,null,null,null,29,"100x100x7","100x100",7,10,5,13.62,10.7,2.71,2.71,129,129,205,53.2,3.08,3.08,3.88,1.98,17.7,17.7]
[null,null,null,null,null,null,null,null,null,null,null,null,null,null,null,null,null,null,null,null,null,null,null,null,null,null,null,null,null,null,null,null,null,null,null,null,null,null,null,30,"100x100x10","100x100",10,10,7,19,14.9,2.82,2.82,175,175,278,72,3.04,3.04,3.83,1.95,24.4,24.4]
[null,null,null,null,null,null,null,null,null,null,null,null,null,null,null,null,null,null,null,null,null,null,null,null,null,null,null,null,null,null,null,null,null,null,null,null,null,null,null,31,"100x100x12","100x100",12,12,4.8,22.7,17.8,2.9,2.9,207,207,328,85.7,3.02,3.02,3.8,1.94,29.1,29.1]
[null,null,null,null,null,null,null,null,null,null,null,null,null,null,null,null,null,null,null,null,null,null,null,null,null,null,null,null,null,null,null,null,null,null,null,null,null,null,null,32,"100x100x13","100x100",13,10,7,24.31,19.100000000000001,2.94,2.94,220,220,348,91.1,3,3,3.78,1.94,31.1,31.1]
[null,null,null,null,null,null,null,null,null,null,null,null,null,null,null,null,null,null,null,null,null,null,null,null,null,null,null,null,null,null,null,null,null,null,null,null,null,null,null,33,"120x120x8","120x120",8,12,5,18.760000000000002,14.7,3.24,3.24,258,258,410,106,3.71,3.71,4.67,2.38,29.5,29.5]
[null,null,null,null,null,null,null,null,null,null,null,null,null,null,null,null,null,null,null,null,null,null,null,null,null,null,null,null,null,null,null,null,null,null,null,null,null,null,null,34,"130x130x9","130x130",9,12,6,22.74,17.899999999999999,3.53,3.53,366,366,583,150,4.01,4.01,5.0599999999999996,2.57,38.700000000000003,38.700000000000003]
[null,null,null,null,null,null,null,null,null,null,null,null,null,null,null,null,null,null,null,null,null,null,null,null,null,null,null,null,null,null,null,null,null,null,null,null,null,null,null,35,"130x130x12","130x130",12,12,8.5,29.76,23.4,3.64,3.64,467,467,743,192,3.96,3.96,5,2.54,49.9,49.9]
[null,null,null,null,null,null,null,null,null,null,null,null,null,null,null,null,null,null,null,null,null,null,null,null,null,null,null,null,null,null,null,null,null,null,null,null,null,null,null,36,"130x130x15","130x130",15,12,8.5,36.75,28.8,3.76,3.76,568,568,902,234,3.93,3.93,4.95,2.5299999999999998,21.5,21.5]
[null,null,null,null,null,null,null,null,null,null,null,null,null,null,null,null,null,null,null,null,null,null,null,null,null,null,null,null,null,null,null,null,null,null,null,null,null,null,null,37,"150x150x12","150x150",12,14,7,34.770000000000003,27.3,4.1399999999999997,4.1399999999999997,740,740,1180,304,4.16,4.16,5.82,2.96,68.099999999999994,68.099999999999994]
[null,null,null,null,null,null,null,null,null,null,null,null,null,null,null,null,null,null,null,null,null,null,null,null,null,null,null,null,null,null,null,null,null,null,null,null,null,null,null,38,"150x150x15","150x150",15,14,10,42.74,33.6,4.24,4.24,888,888,1410,365,4.5599999999999996,4.5599999999999996,5.75,2.92,82.6,82.6]
[null,null,null,null,null,null,null,null,null,null,null,null,null,null,null,null,null,null,null,null,null,null,null,null,null,null,null,null,null,null,null,null,null,null,null,null,null,null,null,39,"150x150x19","150x150",19,14,10,53.38,41.9,4.4000000000000004,4.4000000000000004,1090,1090,1730,451,4.5199999999999996,4.5199999999999996,5.69,2.91,103,103]
[null,null,null,null,null,null,null,null,null,null,null,null,null,null,null,null,null,null,null,null,null,null,null,null,null,null,null,null,null,null,null,null,null,null,null,null,null,null,null,40,"175x175x12","175x175",12,15,11,40.520000000000003,31.8,4.7300000000000004,4.7300000000000004,1170,1170,1860,480,5.38,5.38,6.78,3.44,91.8,91.8]
[null,null,null,null,null,null,null,null,null,null,null,null,null,null,null,null,null,null,null,null,null,null,null,null,null,null,null,null,null,null,null,null,null,null,null,null,null,null,null,41,"175x175x15","175x175",15,15,11,50.21,39.4,4.8499999999999996,4.8499999999999996,1440,1440,2290,589,5.35,5.35,6.75,3.42,114,114]
[null,null,null,null,null,null,null,null,null,null,null,null,null,null,null,null,null,null,null,null,null,null,null,null,null,null,null,null,null,null,null,null,null,null,null,null,null,null,null,42,"200x200x15","200x200",15,17,12,57.75,45.3,5.46,5.46,2180,2180,3470,891,6.14,6.14,7.75,3.93,150,150]
[null,null,null,null,null,null,null,null,null,null,null,null,null,null,null,null,null,null,null,null,null,null,null,null,null,null,null,null,null,null,null,null,null,null,null,null,null,null,null,43,"200x200x20","200x200",20,17,12,76,59.7,5.67,5.67,2820,2820,4490,1160,6.09,6.09,7.68,3.9,197,197]
[null,null,null,null,null,null,null,null,null,null,null,null,null,null,null,null,null,null,null,null,null,null,null,null,null,null,null,null,null,null,null,null,null,null,null,null,null,null,null,44,"200x200x25","200x200",25,17,12,93.75,73.599999999999994,5.86,5.86,3420,3420,5420,1410,6.04,6.04,7.61,3.88,242,242]
[null,null,null,null,null,null,null,null,null,null,null,null,null,null,null,null,null,null,null,null,null,null,null,null,null,null,null,null,null,null,null,null,null,null,null,null,null,null,null,45,"250x250x25","250x250",25,24,12,119.4,93.7,7.1,7.1,6950,6950,11000,2860,7.63,7.63,9.6199999999999992,4.9000000000000004,388,388]
[null,null,null,null,null,null,null,null,null,null,null,null,null,null,null,null,null,null,null,null,null,null,null,null,null,null,null,null,null,null,null,null,null,null,null,null,null,null,null,46,"250x250x35","250x250",35,24,18,162.6,128,7.45,7.45,9110,9110,14400,3790,7.49,7.49,9.42,4.83,519,519]
[]
[]
[]
[null,null,null,null,null,null,null,null,null,null,null,null,null,null,null,null,null,null,null,null,null,null,null,null,null,null,null,null,null,null,null,null,null,null,null,null,null,null,null,null,null,null,null,null,null,"H-Sections or WF-Wide Flange"]
[]
[null,null,null,null,null,null,null,null,null,null,null,null,null,null,null,null,null,null,null,null,null,null,null,null,null,null,null,null,null,null,null,null,null,null,null,null,null,null,null,null,null,null,null,null,null,"TIS / JIS STANDARDS"]
[]
[null,null,null,null,null,null,null,null,null,null,null,null,null,null,null,null,null,null,null,null,null,null,null,null,null,null,null,null,null,null,null,null,null,null,null,null,null,null,null,null,null,null,null,null,null,"(TIS 1227 : 1996 / JIS G3192 : 1990)"]
[]
[null,null,null,null,null,null,null,null,null,null,null,null,null,null,null,null,null,null,null,null,null,null,null,null,null,null,null,null,null,null,null,null,null,null,null,null,null,null,null,null,null,null,null,null,null,"Size & Properties"]
[]
[]
[null,null,null,null,null,null,null,null,null,null,null,null,null,null,null,null,null,null,null,null,null,null,null,null,null,null,null,null,null,null,null,null,null,null,null,null,null,null,null,null,null,"Nominal Size mm.","Weight",null,"Sectional Dimension",null,null,null,null,null,null,null,null,null,"Sectional Area cm2","Sectional Area in2","Moment of Inertia",null,null,null,"Radius of Gyration",null,null,null,"Modulus of Section",null,null,null,"Nominal Size mm."]
[null,null,null,null,null,null,null,null,null,null,null,null,null,null,null,null,null,null,null,null,null,null,null,null,null,null,null,null,null,null,null,null,null,null,null,null,null,null,null,null,null,null,null,null,"H",null,"B",null,"t1",null,"t2",null,"r",null,null,null,"Ix",null,"Iy",null,"Ix",null,"Iy",null,"Ix",null,"Iy"]
[null,null,null,null,null,null,null,null,null,null,null,null,null,null,null,null,null,null,null,null,null,null,null,null,null,null,null,null,null,null,null,null,null,null,null,null,null,null,null,null,null,null,"kg/m.","lb/ft.","mm.","in.","mm.","in.","mm.","in.","mm.","in.","mm.","in.",null,null,"cm4","in4","cm4","in4","cm.","in.","cm.","in.","cm3","in3","cm3","in3"]
[null,null,null,null,null,null,null,null,null,null,null,null,null,null,null,null,null,null,null,null,null,null,null,null,null,null,null,null,null,null,null,null,null,null,null,null,null,null,null,1,{"$f":"AP218&\"x\"&AW218&\"x\"&AY218","v":"100x100x6x8"},"100x100",17.2,11.6,100,3.94,100,3.94,6,0.23599999999999999,8,0.315,10,0.39400000000000002,21.9,3.39,383,9.1999999999999993,134,3.22,4.2,1.65,2.4700000000000002,0.97,77,4.7,27,1.63,"100x100"]
[null,null,null,null,null,null,null,null,null,null,null,null,null,null,null,null,null,null,null,null,null,null,null,null,null,null,null,null,null,null,null,null,null,null,null,null,null,null,null,2,{"$f":"AP219&\"x\"&AW219&\"x\"&AY219","v":"125x125x6.5x9"},"125x125",23.8,16,125,4.92,125,4.92,6.5,0.25600000000000001,9,0.35399999999999998,10,0.39400000000000002,30.31,4.7,847,20.350000000000001,293,7.04,5.3,2.08,3.11,1.22,136,8.3000000000000007,47,2.87,"125x125"]
[null,null,null,null,null,null,null,null,null,null,null,null,null,null,null,null,null,null,null,null,null,null,null,null,null,null,null,null,null,null,null,null,null,null,null,null,null,null,null,3,{"$f":"AP220&\"x\"&AW220&\"x\"&AY220","v":"150x75x5x7"},"150x75",14,9.4,150,5.91,75,2.95,5,0.2,7,0.28000000000000003,8,0.31,17.850000000000001,2.77,666,16,50,1.19,6.1,2.41,1.66,0.65,89,5.4,13,0.81,"150x75"]
[null,null,null,null,null,null,null,null,null,null,null,null,null,null,null,null,null,null,null,null,null,null,null,null,null,null,null,null,null,null,null,null,null,null,null,null,null,null,null,4,{"$f":"AP221&\"x\"&AW221&\"x\"&AY221","v":"150x100x6x9"},"150x100",21.1,14.2,148,5.83,100,3.94,6,0.23599999999999999,9,0.35399999999999998,11,0.433,26.84,4.16,1020,24.51,151,3.63,6.2,2.4300000000000002,2.37,0.93,138,8.4,30,1.84,"150x100"]
[null,null,null,null,null,null,null,null,null,null,null,null,null,null,null,null,null,null,null,null,null,null,null,null,null,null,null,null,null,null,null,null,null,null,null,null,null,null,null,5,"150x150x7x10","150x150",31.5,21.2,150,5.91,150,5.91,7,0.27600000000000002,10,0.39400000000000002,11,0.433,40.14,6.22,1640,39.4,563,13.53,6.4,2.52,3.75,1.48,219,13.4,75,4.58,"150x150"]
[null,null,null,null,null,null,null,null,null,null,null,null,null,null,null,null,null,null,null,null,null,null,null,null,null,null,null,null,null,null,null,null,null,null,null,null,null,null,null,6,"175x175x7.5x11","175x175",40.200000000000003,27,175,6.89,175,6.89,7.5,0.29499999999999998,11,0.433,12,0.47199999999999998,51.21,7.94,2880,69.19,984,23.64,7.5,2.95,4.38,1.72,330,20.100000000000001,112,6.83,"175x175"]
[null,null,null,null,null,null,null,null,null,null,null,null,null,null,null,null,null,null,null,null,null,null,null,null,null,null,null,null,null,null,null,null,null,null,null,null,null,null,null,7,"200x100x4.5x7","200x100",18.2,12.2,198,7.8,99,3.9,4.5,0.17699999999999999,7,0.27600000000000002,11,0.433,23.18,3.59,1580,37.96,114,2.74,8.3000000000000007,3.25,2.21,0.87,160,9.8000000000000007,23,1.4,"200x100"]
[null,null,null,null,null,null,null,null,null,null,null,null,null,null,null,null,null,null,null,null,null,null,null,null,null,null,null,null,null,null,null,null,null,null,null,null,null,null,null,8,"200x100x5.5x8","200x100",21.3,14.3,200,7.87,100,3.94,5.5,0.217,8,0.315,11,0.433,27.16,4.21,1840,44.21,134,3.22,8.1999999999999993,3.24,2.2200000000000002,0.87,184,11.2,27,1.64]
[null,null,null,null,null,null,null,null,null,null,null,null,null,null,null,null,null,null,null,null,null,null,null,null,null,null,null,null,null,null,null,null,null,null,null,null,null,null,null,9,"200x150x6x9","200x150",30.6,20.6,194,7.64,150,5.91,6,0.23599999999999999,9,0.35399999999999998,13,0.51200000000000001,39.01,6.05,2690,64.63,507,12.18,8.3000000000000007,3.27,3.61,1.42,227,16.899999999999999,68,4.13,"200x150"]
[null,null,null,null,null,null,null,null,null,null,null,null,null,null,null,null,null,null,null,null,null,null,null,null,null,null,null,null,null,null,null,null,null,null,null,null,null,null,null,10,"200x200x8x12","200x200",49.9,33.5,200,7.87,200,7.87,8,0.315,12,0.47199999999999998,13,0.51200000000000001,63.53,9.85,4720,113.4,1600,38.44,8.6,3.39,5.0199999999999996,1.98,472,28.8,160,9.76,"200x200"]
[null,null,null,null,null,null,null,null,null,null,null,null,null,null,null,null,null,null,null,null,null,null,null,null,null,null,null,null,null,null,null,null,null,null,null,null,null,null,null,11,"200x200x12x12","200x200",56.2,37.799999999999997,200,7.87,204,8.0299999999999994,12,0.47199999999999998,12,0.47199999999999998,13,0.51200000000000001,71.53,11.09,4980,119.64,1700,40.840000000000003,8.4,3.29,4.88,1.92,498,30.4,167,10.19]
[null,null,null,null,null,null,null,null,null,null,null,null,null,null,null,null,null,null,null,null,null,null,null,null,null,null,null,null,null,null,null,null,null,null,null,null,null,null,null,12,"200x200x10x16","200x200",65.7,44.2,208,8.19,202,7.95,10,0.39400000000000002,16,0.63,13,0.51200000000000001,83.69,12.97,6530,156.88,2200,52.86,8.8000000000000007,3.48,5.13,2.02,628,38.299999999999997,218,13.3]
[null,null,null,null,null,null,null,null,null,null,null,null,null,null,null,null,null,null,null,null,null,null,null,null,null,null,null,null,null,null,null,null,null,null,null,null,null,null,null,13,"250x125x5x8","250x125",25.7,17.3,248,9.76,124,4.88,5,0.19700000000000001,8,0.315,12,0.47199999999999998,32.68,5.07,3540,85.05,255,6.13,10.4,4.09,2.79,1.1000000000000001,285,17.399999999999999,41,2.5099999999999998,"250x125"]
[null,null,null,null,null,null,null,null,null,null,null,null,null,null,null,null,null,null,null,null,null,null,null,null,null,null,null,null,null,null,null,null,null,null,null,null,null,null,null,14,"250x125x6x9","250x125",29.6,19.899999999999999,250,9.84,125,4.92,6,0.23599999999999999,9,0.35399999999999998,12,0.47199999999999998,37.659999999999997,5.84,4050,97.3,294,7.06,10.4,4.09,2.79,1.1000000000000001,324,19.8,47,2.87]
[null,null,null,null,null,null,null,null,null,null,null,null,null,null,null,null,null,null,null,null,null,null,null,null,null,null,null,null,null,null,null,null,null,null,null,null,null,null,null,15,"250x175x7x11","250x175",44.1,29.6,244,9.61,175,6.89,7,0.27600000000000002,11,0.433,16,0.63,56.24,8.7200000000000006,6120,147.03,984,23.64,10.4,4.09,4.18,1.65,502,30.6,113,6.9,"250x175"]
[null,null,null,null,null,null,null,null,null,null,null,null,null,null,null,null,null,null,null,null,null,null,null,null,null,null,null,null,null,null,null,null,null,null,null,null,null,null,null,16,"250x250x11x11","250x250",64.400000000000006,43.3,244,9.61,252,9.92,11,0.433,11,0.433,16,0.63,82.06,12.72,8790,211.18,2940,70.63,10.3,4.0599999999999996,5.98,2.35,720,43.9,233,14.22,"250x250"]
[null,null,null,null,null,null,null,null,null,null,null,null,null,null,null,null,null,null,null,null,null,null,null,null,null,null,null,null,null,null,null,null,null,null,null,null,null,null,null,17,"250x250x8x13","250x250",66.5,44.7,248,9.76,249,9.8000000000000007,8,0.315,13,0.51200000000000001,16,0.63,84.7,13.13,9930,238.57,3350,80.48,10.8,4.25,6.29,2.48,801,48.9,269,16.420000000000002]
[null,null,null,null,null,null,null,null,null,null,null,null,null,null,null,null,null,null,null,null,null,null,null,null,null,null,null,null,null,null,null,null,null,null,null,null,null,null,null,18,"250x250x9x14","250x250",72.400000000000006,48.7,250,9.84,250,9.84,9,0.35399999999999998,14,0.55100000000000005,16,0.63,92.18,14.29,10800,259.47000000000003,3650,87.69,10.8,4.25,6.29,2.48,867,52.9,292,17.82]
[null,null,null,null,null,null,null,null,null,null,null,null,null,null,null,null,null,null,null,null,null,null,null,null,null,null,null,null,null,null,null,null,null,null,null,null,null,null,null,19,"250x250x14x14","250x250",82.2,55.2,250,9.84,255,10.039999999999999,14,0.55100000000000005,14,0.55100000000000005,16,0.63,104.7,16.23,11500,276.29000000000002,3880,93.22,10.5,4.13,6.09,2.4,919,56.1,304,18.55]
[null,null,null,null,null,null,null,null,null,null,null,null,null,null,null,null,null,null,null,null,null,null,null,null,null,null,null,null,null,null,null,null,null,null,null,null,null,null,null,20,"300x150 x5.5x8","300x150 ",32,21.5,298,11.73,149,5.87,5.5,0.217,8,0.315,13,0.51200000000000001,40.799999999999997,6.32,6320,151.84,442,10.62,12.4,4.88,3.29,1.3,424,25.9,59,3.62,"300x150"]
[null,null,null,null,null,null,null,null,null,null,null,null,null,null,null,null,null,null,null,null,null,null,null,null,null,null,null,null,null,null,null,null,null,null,null,null,null,null,null,21,"300x150 x6.5x9","300x150 ",36.700000000000003,24.7,300,11.81,150,5.91,6.5,0.25600000000000001,9,0.35399999999999998,13,0.51200000000000001,46.78,7.25,7210,173.22,508,12.2,12.4,4.88,3.29,1.3,481,29.4,68,4.13]
[null,null,null,null,null,null,null,null,null,null,null,null,null,null,null,null,null,null,null,null,null,null,null,null,null,null,null,null,null,null,null,null,null,null,null,null,null,null,null,22,"300x200x8x12","300x200",56.8,38.200000000000003,294,11.57,200,7.87,8,0.315,12,0.47199999999999998,18,0.70899999999999996,72.38,11.22,11300,271.48,1600,38.44,12.5,4.92,4.71,1.85,771,47,160,9.76,"300x200"]
[null,null,null,null,null,null,null,null,null,null,null,null,null,null,null,null,null,null,null,null,null,null,null,null,null,null,null,null,null,null,null,null,null,null,null,null,null,null,null,23,"300x200x9x14","300x200",65.400000000000006,44,298,11.73,201,7.91,9,0.35399999999999998,14,0.55100000000000005,18,0.70899999999999996,83.36,12.92,13300,319.52999999999997,1900,45.65,12.6,4.96,4.7699999999999996,1.88,893,54.5,189,11.53]
[null,null,null,null,null,null,null,null,null,null,null,null,null,null,null,null,null,null,null,null,null,null,null,null,null,null,null,null,null,null,null,null,null,null,null,null,null,null,null,24,"300x300x12x12","300x300",84.5,56.8,294,11.57,302,11.89,12,0.47199999999999998,12,0.47199999999999998,18,0.70899999999999996,107.7,16.690000000000001,16900,406,5520,133,12.5,4.92,7.16,2.82,1150,70.2,365,22.27,"300x300"]
[null,null,null,null,null,null,null,null,null,null,null,null,null,null,null,null,null,null,null,null,null,null,null,null,null,null,null,null,null,null,null,null,null,null,null,null,null,null,null,25,"300x300x9x14","300x300",87,58.5,298,11.73,299,11.77,9,0.35399999999999998,14,0.55100000000000005,18,0.70899999999999996,110.8,17.170000000000002,18800,452,6240,150,13,5.12,7.51,2.96,1270,77.5,417,25.4]
[null,null,null,null,null,null,null,null,null,null,null,null,null,null,null,null,null,null,null,null,null,null,null,null,null,null,null,null,null,null,null,null,null,null,null,null,null,null,null,26,"300x300x10x15","300x300",94,63.2,300,11.81,300,11.81,10,0.39400000000000002,15,0.59099999999999997,18,0.70899999999999996,119.8,18.57,20400,490,6750,162,13.1,5.16,7.51,2.96,1360,83,450,27.5]
[null,null,null,null,null,null,null,null,null,null,null,null,null,null,null,null,null,null,null,null,null,null,null,null,null,null,null,null,null,null,null,null,null,null,null,null,null,null,null,27,"300x300x15x15","300x300",106,71.2,300,11.81,305,12.01,15,0.59099999999999997,15,0.59099999999999997,18,0.70899999999999996,134.80000000000001,20.89,21500,516.54,7100,170.58,12.6,4.96,7.26,2.86,1440,87.9,466,28.4]
[null,null,null,null,null,null,null,null,null,null,null,null,null,null,null,null,null,null,null,null,null,null,null,null,null,null,null,null,null,null,null,null,null,null,null,null,null,null,null,28,"300x300x11x17","300x300",106,71.2,304,11.97,301,11.85,11,0.433,17,0.66900000000000004,18,0.70899999999999996,134.80000000000001,20.89,23400,562.19000000000005,7730,185.71,13.2,5.2,7.57,2.98,1540,94,514,31.37]
[null,null,null,null,null,null,null,null,null,null,null,null,null,null,null,null,null,null,null,null,null,null,null,null,null,null,null,null,null,null,null,null,null,null,null,null,null,null,null,29,"350x175x6x9","350x175",41.4,27.8,346,13.62,174,6.85,6,0.23599999999999999,9,0.35399999999999998,14,0.55100000000000005,52.68,8.17,11100,266.68,792,19.03,14.5,5.71,3.88,1.53,641,39.1,91,5.55,"350x175"]
[null,null,null,null,null,null,null,null,null,null,null,null,null,null,null,null,null,null,null,null,null,null,null,null,null,null,null,null,null,null,null,null,null,null,null,null,null,null,null,30,"350x175x7x11","350x175",49.6,33.299999999999997,350,13.78,175,6.89,7,0.27600000000000002,11,0.433,14,0.55100000000000005,63.14,9.7899999999999991,13600,326.74,984,23.64,14.7,5.79,3.95,1.56,775,47.3,112,6.83]
[null,null,null,null,null,null,null,null,null,null,null,null,null,null,null,null,null,null,null,null,null,null,null,null,null,null,null,null,null,null,null,null,null,null,null,null,null,null,null,31,"350x175x8x13","350x175",57.8,38.799999999999997,354,13.94,176,6.93,8,0.315,13,0.51200000000000001,14,0.55100000000000005,73.680000000000007,11.42,16100,386.8,1180,28.35,14.8,5.83,4.01,1.58,909,55.5,134,8.18]
[null,null,null,null,null,null,null,null,null,null,null,null,null,null,null,null,null,null,null,null,null,null,null,null,null,null,null,null,null,null,null,null,null,null,null,null,null,null,null,32,"350x250x8x12","350x250",69.2,46.5,336,13.23,249,9.8000000000000007,8,0.315,12,0.47199999999999998,20,0.78700000000000003,88.15,13.66,18500,444.46,3090,74.239999999999995,14.5,5.71,5.92,2.33,1100,67.099999999999994,248,15.13,"350x250"]
[null,null,null,null,null,null,null,null,null,null,null,null,null,null,null,null,null,null,null,null,null,null,null,null,null,null,null,null,null,null,null,null,null,null,null,null,null,null,null,33,"350x250x9x14","350x250",79.7,53.6,340,13.39,250,9.84,9,0.35399999999999998,14,0.55100000000000005,20,0.78700000000000003,101.5,15.73,21700,521.34,3650,87.69,14.6,5.75,6,2.36,1280,78.099999999999994,292,17.82]
[null,null,null,null,null,null,null,null,null,null,null,null,null,null,null,null,null,null,null,null,null,null,null,null,null,null,null,null,null,null,null,null,null,null,null,null,null,null,null,34,"350x350x13x13","350x350",106,71.2,338,13.31,351,13.82,13,0.51200000000000001,13,0.51200000000000001,20,0.78700000000000003,135.30000000000001,20.97,28200,677.51,9380,225.36,14.4,5.67,8.33,3.28,1670,101.9,534,32.590000000000003,"350x350"]
[null,null,null,null,null,null,null,null,null,null,null,null,null,null,null,null,null,null,null,null,null,null,null,null,null,null,null,null,null,null,null,null,null,null,null,null,null,null,null,35,"350x350x10x16","350x350",115,77.3,344,13.54,348,13.7,10,0.39400000000000002,16,0.63,20,0.78700000000000003,146,22.63,33300,800.04,11200,269.08,15.1,5.94,8.7799999999999994,3.46,1940,118.4,646,39.42]
[null,null,null,null,null,null,null,null,null,null,null,null,null,null,null,null,null,null,null,null,null,null,null,null,null,null,null,null,null,null,null,null,null,null,null,null,null,null,null,36,"350x350x16x16","350x350",131,88,344,13.54,354,13.94,16,0.63,16,0.63,20,0.78700000000000003,166.6,25.82,35300,848.09,11800,283.5,14.6,5.75,8.43,3.32,2050,125.1,669,40.82]
[null,null,null,null,null,null,null,null,null,null,null,null,null,null,null,null,null,null,null,null,null,null,null,null,null,null,null,null,null,null,null,null,null,null,null,null,null,null,null,37,"350x350x12x19","350x350",137,92.1,350,13.78,350,13.78,12,0.47199999999999998,19,0.748,20,0.78700000000000003,173.9,26.95,40300,968.21,13600,326.74,15.2,5.98,8.84,3.48,2300,140.4,776,47.35]
[null,null,null,null,null,null,null,null,null,null,null,null,null,null,null,null,null,null,null,null,null,null,null,null,null,null,null,null,null,null,null,null,null,null,null,null,null,null,null,38,"350x350x19x19","350x350",156,104.8,350,13.78,357,14.06,19,0.748,19,0.748,20,0.78700000000000003,198.4,30.75,42800,1030,11400,345.96,14.7,5.79,8.5299999999999994,3.36,2450,149.5,809,49.37]
[null,null,null,null,null,null,null,null,null,null,null,null,null,null,null,null,null,null,null,null,null,null,null,null,null,null,null,null,null,null,null,null,null,null,null,null,null,null,null,39,"400x200x7x11","400x200",55.6,38,396,15.59,199,7.83,7,0.27600000000000002,11,0.433,16,0.63,72.16,11.18,20000,480.5,1450,34.840000000000003,16.7,6.57,4.4800000000000004,1.76,1010,61.6,145,8.85,"400x200"]
[null,null,null,null,null,null,null,null,null,null,null,null,null,null,null,null,null,null,null,null,null,null,null,null,null,null,null,null,null,null,null,null,null,null,null,null,null,null,null,40,"400x200x8x13","400x200",66,44.4,400,15.75,200,7.87,8,0.315,13,0.51200000000000001,16,0.63,84.12,13.04,23700,569.39,1740,41.8,16.8,6.61,4.54,1.79,1190,72.599999999999994,174,10.62]
[null,null,null,null,null,null,null,null,null,null,null,null,null,null,null,null,null,null,null,null,null,null,null,null,null,null,null,null,null,null,null,null,null,null,null,null,null,null,null,41,"400x200x9x15","400x200",75.5,50.7,404,15.91,201,7.91,9,0.35399999999999998,15,0.59099999999999997,16,0.63,96.16,14.9,27500,660.69,2030,48.77,16.899999999999999,6.65,4.5999999999999996,1.81,1360,83,202,12.33]
[null,null,null,null,null,null,null,null,null,null,null,null,null,null,null,null,null,null,null,null,null,null,null,null,null,null,null,null,null,null,null,null,null,null,null,null,null,null,null,42,"400x300x9x14","400x300",94.3,63.4,386,15.2,299,11.77,9,0.35399999999999998,14,0.55100000000000005,22,0.86599999999999999,120.1,18.62,33700,809.65,6240,149.91999999999999,16.7,6.57,7.21,2.84,1740,106.2,418,25.51,"400x300"]
[null,null,null,null,null,null,null,null,null,null,null,null,null,null,null,null,null,null,null,null,null,null,null,null,null,null,null,null,null,null,null,null,null,null,null,null,null,null,null,43,"400x300x10x16","400x300",107,71.900000000000006,390,15.35,300,11.81,10,0.39400000000000002,16,0.63,22,0.86599999999999999,136,21.08,38700,929.77,7210,173.22,16.899999999999999,6.65,7.28,2.87,1980,120.8,481,29.35]
[null,null,null,null,null,null,null,null,null,null,null,null,null,null,null,null,null,null,null,null,null,null,null,null,null,null,null,null,null,null,null,null,null,null,null,null,null,null,null,44,"400x400x15x15","400x400",140,94.1,388,15.28,402,15.83,15,0.59099999999999997,15,0.59099999999999997,22,0.86599999999999999,178.5,27.67,49000,1177.23,16300,391.61,16.600000000000001,6.54,9.5399999999999991,3.76,2520,153.80000000000001,809,49.37,"400x400"]
[null,null,null,null,null,null,null,null,null,null,null,null,null,null,null,null,null,null,null,null,null,null,null,null,null,null,null,null,null,null,null,null,null,null,null,null,null,null,null,45,"400x400x11x18","400x400",147,98.8,394,15.51,398,15.67,11,0.433,18,0.70899999999999996,22,0.86599999999999999,186.8,28.95,56100,1347.81,18900,454.07,17.3,6.81,10.1,3.98,2850,173.9,951,58.03]
[null,null,null,null,null,null,null,null,null,null,null,null,null,null,null,null,null,null,null,null,null,null,null,null,null,null,null,null,null,null,null,null,null,null,null,null,null,null,null,46,"400x400x18x18","400x400",168,112.9,394,15.51,405,15.94,18,0.70899999999999996,18,0.70899999999999996,22,0.86599999999999999,214.4,33.229999999999997,59700,1434.3,20000,480.5,16.7,6.57,9.65,3.8,3030,184.9,985,60.11]
[null,null,null,null,null,null,null,null,null,null,null,null,null,null,null,null,null,null,null,null,null,null,null,null,null,null,null,null,null,null,null,null,null,null,null,null,null,null,null,47,"400x400x13x21","400x400",172,115.6,400,15.75,400,15.75,13,0.51200000000000001,21,0.82699999999999996,22,0.86599999999999999,218.7,33.9,66600,1600.07,22400,538.16,17.5,6.89,10.1,3.98,3330,203.2,1120,68.349999999999994]
[null,null,null,null,null,null,null,null,null,null,null,null,null,null,null,null,null,null,null,null,null,null,null,null,null,null,null,null,null,null,null,null,null,null,null,null,null,null,null,48,"400x400x21x21","400x400",197,132.4,400,15.75,408,16.059999999999999,21,0.82699999999999996,21,0.82699999999999996,22,0.86599999999999999,250.7,38.86,70900,1703.38,23800,571.79999999999995,16.8,6.61,9.75,3.84,3540,216,1170,71.400000000000006]
[null,null,null,null,null,null,null,null,null,null,null,null,null,null,null,null,null,null,null,null,null,null,null,null,null,null,null,null,null,null,null,null,null,null,null,null,null,null,null,49,"400x400x18x28","400x400",232,155.9,414,16.3,405,15.94,18,0.70899999999999996,28,1.1020000000000001,22,0.86599999999999999,295.39999999999998,45.79,92800,2229.5300000000002,31000,744.78,17.7,6.97,10.199999999999999,4.0199999999999996,4480,273.39999999999998,1530,93.37]
[null,null,null,null,null,null,null,null,null,null,null,null,null,null,null,null,null,null,null,null,null,null,null,null,null,null,null,null,null,null,null,null,null,null,null,null,null,null,null,50,"450x200x8x12","450x200",66.2,44.5,446,17.559999999999999,199,7.83,8,0.315,12,0.47199999999999998,18,0.70899999999999996,84.3,13.07,28700,689.52,1580,37.96,18.5,7.28,4.33,1.7,1290,78.7,159,9.6999999999999993,"450x200"]
[null,null,null,null,null,null,null,null,null,null,null,null,null,null,null,null,null,null,null,null,null,null,null,null,null,null,null,null,null,null,null,null,null,null,null,null,null,null,null,51,"450x200x9x14","450x200",76,51.1,450,17.72,200,7.87,9,0.35399999999999998,14,0.55100000000000005,18,0.70899999999999996,96.76,15,33500,804.84,1870,44.93,18.600000000000001,7.32,4.4000000000000004,1.73,1490,90.9,187,11.41]
[null,null,null,null,null,null,null,null,null,null,null,null,null,null,null,null,null,null,null,null,null,null,null,null,null,null,null,null,null,null,null,null,null,null,null,null,null,null,null,52,"450x200x10x17","450x200",88.9,59.7,456,17.95,201,7.91,10,0.39400000000000002,17,0.66900000000000004,18,0.70899999999999996,113.3,17.559999999999999,40400,970.61,2310,55.5,18.899999999999999,7.44,4.51,1.78,1770,108,230,14.04]
[null,null,null,null,null,null,null,null,null,null,null,null,null,null,null,null,null,null,null,null,null,null,null,null,null,null,null,null,null,null,null,null,null,null,null,null,null,null,null,53,"450x300x10x17","450x300",106,71.2,434,17.09,299,11.81,10,0.39400000000000002,17,0.59099999999999997,24,0.94499999999999995,135,20.93,46800,1124.3699999999999,6690,160.72999999999999,18.600000000000001,7.32,7.04,2.77,2160,131.80000000000001,448,27.34,"450x300"]
[null,null,null,null,null,null,null,null,null,null,null,null,null,null,null,null,null,null,null,null,null,null,null,null,null,null,null,null,null,null,null,null,null,null,null,null,null,null,null,54,"450x300x11x18","450x300",124,83.3,440,17.32,300,11.81,11,0.433,18,0.70899999999999996,24,0.94499999999999995,157.4,24.4,56100,1347.81,8110,194.84,18.899999999999999,7.44,7.18,2.83,2550,155.6,541,33.01]
[null,null,null,null,null,null,null,null,null,null,null,null,null,null,null,null,null,null,null,null,null,null,null,null,null,null,null,null,null,null,null,null,null,null,null,null,null,null,null,55,"450x300x13x21","450x300",145,97.4,446,17.559999999999999,302,11.89,13,0.51200000000000001,21,0.82699999999999996,24,0.94499999999999995,184.3,28.57,66400,1595.27,9660,232.08,19,7.48,7.24,2.85,2980,181.9,639,38.99]
[null,null,null,null,null,null,null,null,null,null,null,null,null,null,null,null,null,null,null,null,null,null,null,null,null,null,null,null,null,null,null,null,null,null,null,null,null,null,null,56,"500x200x9x14","500x200",79.5,53.4,496,19.53,199,7.83,9,0.35399999999999998,14,0.55100000000000005,20,0.78700000000000003,101.3,15.7,41900,1006.65,1840,44.21,20.3,7.99,4.2699999999999996,1.68,1690,103.1,185,11.29,"500x200"]
[null,null,null,null,null,null,null,null,null,null,null,null,null,null,null,null,null,null,null,null,null,null,null,null,null,null,null,null,null,null,null,null,null,null,null,null,null,null,null,57,"500x200x10x16","500x200",89.6,60.2,500,19.690000000000001,200,7.87,10,0.39400000000000002,16,0.63,20,0.78700000000000003,114.2,17.7,47800,1148.4000000000001,2140,51.41,20.5,8.07,4.33,1.7,1910,116.6,214,13.06]
[null,null,null,null,null,null,null,null,null,null,null,null,null,null,null,null,null,null,null,null,null,null,null,null,null,null,null,null,null,null,null,null,null,null,null,null,null,null,null,58,"500x200x11x19","500x200",103,69.2,506,19.920000000000002,201,7.91,11,0.433,19,0.748,20,0.78700000000000003,131.30000000000001,20.350000000000001,56500,1357.42,2580,61.98,20.7,8.15,4.43,1.74,2230,136.1,257,15.68]
[null,null,null,null,null,null,null,null,null,null,null,null,null,null,null,null,null,null,null,null,null,null,null,null,null,null,null,null,null,null,null,null,null,null,null,null,null,null,null,59,"500x300x11x15","500x300",114,76.599999999999994,482,18.98,300,11.81,11,0.433,15,0.59099999999999997,26,1.024,145.5,22.55,60400,1451.12,6760,162.41,20.399999999999999,8.0299999999999994,6.82,2.69,2500,152.6,451,27.52,"500x300"]
[null,null,null,null,null,null,null,null,null,null,null,null,null,null,null,null,null,null,null,null,null,null,null,null,null,null,null,null,null,null,null,null,null,null,null,null,null,null,null,60,"500x300x11x18","500x300",128,86,488,19.21,300,11.81,11,0.433,18,0.70899999999999996,26,1.024,163.5,25.34,71000,1705.78,8110,194.84,20.8,8.19,7.04,2.77,2910,177.6,541,33.01]
[null,null,null,null,null,null,null,null,null,null,null,null,null,null,null,null,null,null,null,null,null,null,null,null,null,null,null,null,null,null,null,null,null,null,null,null,null,null,null,61,"500x300x13x21","500x300",150,100.8,494,19.45,302,11.89,13,0.51200000000000001,21,0.82699999999999996,26,1.024,191.4,29.67,83800,2013.3,9660,232.08,20.9,8.23,7.1,2.8,3390,208.9,640,39.06]
[null,null,null,null,null,null,null,null,null,null,null,null,null,null,null,null,null,null,null,null,null,null,null,null,null,null,null,null,null,null,null,null,null,null,null,null,null,null,null,62,"600x200x10x15","600x200",94.6,63.6,596,23.46,199,7.83,10,0.39400000000000002,15,0.59099999999999997,22,0.86599999999999999,120.5,18.68,68700,1650.52,1980,47.57,23.9,9.41,4.05,1.59,2310,141,199,12.14,"600x200"]
[null,null,null,null,null,null,null,null,null,null,null,null,null,null,null,null,null,null,null,null,null,null,null,null,null,null,null,null,null,null,null,null,null,null,null,null,null,null,null,63,"600x200x11x17","600x200",106,71.2,600,23.62,200,7.87,11,0.433,17,0.66900000000000004,22,0.86599999999999999,134.4,20.83,77600,1864.35,2280,54.78,24,9.4499999999999993,4.12,1.62,2590,158.1,228,13.91]
[null,null,null,null,null,null,null,null,null,null,null,null,null,null,null,null,null,null,null,null,null,null,null,null,null,null,null,null,null,null,null,null,null,null,null,null,null,null,null,64,"600x200x12x20","600x200",120,80.599999999999994,606,23.86,201,7.91,12,0.47199999999999998,20,0.78700000000000003,22,0.86599999999999999,152.5,23.67,90400,2171.87,2720,65.349999999999994,24.3,9.57,4.22,1.66,2980,181.9,271,16.54]
[null,null,null,null,null,null,null,null,null,null,null,null,null,null,null,null,null,null,null,null,null,null,null,null,null,null,null,null,null,null,null,null,null,null,null,null,null,null,null,65,"600x200x13x23","600x200",134,90.1,612,24.09,202,7.95,13,0.51200000000000001,23,0.90600000000000003,22,0.86599999999999999,170.7,26.46,103000,2474.58,3180,76.400000000000006,24.6,9.69,4.3099999999999996,1.7,3380,206.3,314,19.16]
[null,null,null,null,null,null,null,null,null,null,null,null,null,null,null,null,null,null,null,null,null,null,null,null,null,null,null,null,null,null,null,null,null,null,null,null,null,null,null,66,"600x300x12x17","600x300",137,92.1,582,22.91,300,11.81,12,0.47199999999999998,17,0.66900000000000004,28,1.1020000000000001,174.5,27.05,103000,2474.58,7670,184.27,24.3,9.57,6.63,2.61,3530,215.4,511,31.18,"600x300"]
[null,null,null,null,null,null,null,null,null,null,null,null,null,null,null,null,null,null,null,null,null,null,null,null,null,null,null,null,null,null,null,null,null,null,null,null,null,null,null,67,"600x300x12x20","600x300",151,101.5,588,23.15,300,11.81,12,0.47199999999999998,20,0.78700000000000003,28,1.1020000000000001,192.5,29.84,118000,2834.96,9020,216.71,24.8,9.76,6.85,2.7,4020,245.3,601,36.68]
[null,null,null,null,null,null,null,null,null,null,null,null,null,null,null,null,null,null,null,null,null,null,null,null,null,null,null,null,null,null,null,null,null,null,null,null,null,null,null,68,{"$f":"AP285&\"x\"&AW285&\"x\"&AY285","v":"600x300x14x23"},"600x300",175,117.6,594,23.39,302,11.89,14,0.55100000000000005,23,0.90600000000000003,28,1.1020000000000001,222.4,34.47,137000,3291.44,10600,254.67,24.9,9.8000000000000007,6.9,2.72,4620,281.89999999999998,701,42.78]
[null,null,null,null,null,null,null,null,null,null,null,null,null,null,null,null,null,null,null,null,null,null,null,null,null,null,null,null,null,null,null,null,null,null,null,null,null,null,null,69,"700x300x13x20","700x300",166,111.6,692,27.24,300,11.81,13,0.51200000000000001,20,0.78700000000000003,28,1.1000000000000001,211.5,32.78,172000,4132.32,9020,216.71,28.6,11.26,6.53,2.57,4980,303.89999999999998,602,36.74,"700x300"]
[null,null,null,null,null,null,null,null,null,null,null,null,null,null,null,null,null,null,null,null,null,null,null,null,null,null,null,null,null,null,null,null,null,null,null,null,null,null,null,70,"700x300x13x24","700x300",185,124.3,700,27.56,300,11.81,13,0.51200000000000001,24,0.94499999999999995,28,1.1000000000000001,235.5,36.5,201000,4829.04,10800,259.47000000000003,29.3,11.54,6.78,2.67,5760,351.5,722,44.06]
[null,null,null,null,null,null,null,null,null,null,null,null,null,null,null,null,null,null,null,null,null,null,null,null,null,null,null,null,null,null,null,null,null,null,null,null,null,null,null,71,"800x300x14x22","800x300",191,128.4,792,31.18,300,11.81,14,0.55100000000000005,22,0.86599999999999999,28,1.1020000000000001,243.4,37.729999999999997,254000,6102.37,9930,238.57,32.299999999999997,12.72,6.39,2.52,6410,391.2,662,40.4,"800x300"]
[null,null,null,null,null,null,null,null,null,null,null,null,null,null,null,null,null,null,null,null,null,null,null,null,null,null,null,null,null,null,null,null,null,null,null,null,null,null,null,72,"800x300x14x26","800x300",210,141.1,800,31.5,300,11.81,14,0.55100000000000005,26,1.024,28,1.1020000000000001,267.39999999999998,41.45,292000,7015.33,11700,281.08999999999997,33,12.99,6.62,2.61,7290,444.9,782,47.72]
[null,null,null,null,null,null,null,null,null,null,null,null,null,null,null,null,null,null,null,null,null,null,null,null,null,null,null,null,null,null,null,null,null,null,null,null,null,null,null,73,"900x300x16x28","900x300",243,160.69999999999999,900,35.43,300,11.81,16,0.65,28,1.1080000000000001,28,1.1020000000000001,309.8,48.02,411000,9874,12600,303,36.4,14.33,6.39,2.52,11800,720,1140,69.569999999999993,"900x300"]
[]
[]
[]
[null,null,null,null,null,null,null,null,null,null,null,null,null,null,null,null,null,null,null,null,null,null,null,null,null,null,null,null,null,null,null,null,null,null,null,null,null,null,null,null,null,null,null,null,null,"I-Sections"]
[]
[null,null,null,null,null,null,null,null,null,null,null,null,null,null,null,null,null,null,null,null,null,null,null,null,null,null,null,null,null,null,null,null,null,null,null,null,null,null,null,null,null,null,null,null,null,"TIS / JIS STANDARDS"]
[]
[null,null,null,null,null,null,null,null,null,null,null,null,null,null,null,null,null,null,null,null,null,null,null,null,null,null,null,null,null,null,null,null,null,null,null,null,null,null,null,null,null,null,null,null,null,"(TIS 1227 : 1996 / JIS G3192 : 1990)"]
[]
[null,null,null,null,null,null,null,null,null,null,null,null,null,null,null,null,null,null,null,null,null,null,null,null,null,null,null,null,null,null,null,null,null,null,null,null,null,null,null,null,null,null,null,null,null,"Size & Properties"]
[]
[]
[null,null,null,null,null,null,null,null,null,null,null,null,null,null,null,null,null,null,null,null,null,null,null,null,null,null,null,null,null,null,null,null,null,null,null,null,null,null,null,null,null,"Standard Sectional",null,null,null,null,"Sectional Area","Weight (kg/m.)","Reference"]
[null,null,null,null,null,null,null,null,null,null,null,null,null,null,null,null,null,null,null,null,null,null,null,null,null,null,null,null,null,null,null,null,null,null,null,null,null,null,null,null,null,"Dimension (mm.)",null,null,null,null,"(cm2)"]
[null,null,null,null,null,null,null,null,null,null,null,null,null,null,null,null,null,null,null,null,null,null,null,null,null,null,null,null,null,null,null,null,null,null,null,null,null,null,null,null,null,"H x B","t1","t2","r1","r2",null,null,"Geometrical Moment",null,"Radius of Gyration (cm)",null,"Modulus of Section (cm3)"]
[null,null,null,null,null,null,null,null,null,null,null,null,null,null,null,null,null,null,null,null,null,null,null,null,null,null,null,null,null,null,null,null,null,null,null,null,null,null,null,null,null,null,null,null,null,null,null,null,"of Inertia (cm4)"]
[null,null,null,null,null,null,null,null,null,null,null,null,null,null,null,null,null,null,null,null,null,null,null,null,null,null,null,null,null,null,null,null,null,null,null,null,null,null,null,null,null,null,null,null,null,null,null,null,"lx","ly","ix","iy","Zx","Zy"]
[null,null,null,null,null,null,null,null,null,null,null,null,null,null,null,null,null,null,null,null,null,null,null,null,null,null,null,null,null,null,null,null,null,null,null,null,null,null,null,1,{"$f":"AP308&\"x\"&AQ308&\"x\"&AR308","v":"100x75x5x8"},"100x75",5,8,7,3.5,16.43,12.9,281,47.3,4.1399999999999997,1.7,56.2,12.6]
[null,null,null,null,null,null,null,null,null,null,null,null,null,null,null,null,null,null,null,null,null,null,null,null,null,null,null,null,null,null,null,null,null,null,null,null,null,null,null,2,{"$f":"AP309&\"x\"&AQ309&\"x\"&AR309","v":"125x75x5.5x9.5"},"125x75",5.5,9.5,9,4.5,20.45,16.100000000000001,538,57.5,5.13,1.68,86,15.3]
[null,null,null,null,null,null,null,null,null,null,null,null,null,null,null,null,null,null,null,null,null,null,null,null,null,null,null,null,null,null,null,null,null,null,null,null,null,null,null,3,"150x75x5.5x9.5","150x75",5.5,9.5,9,4.5,21.83,17.100000000000001,819,57.5,6.12,1.62,109,15.3]
[null,null,null,null,null,null,null,null,null,null,null,null,null,null,null,null,null,null,null,null,null,null,null,null,null,null,null,null,null,null,null,null,null,null,null,null,null,null,null,4,"150x125x8.5x14","150x125",8.5,14,13,6.5,46.15,36.200000000000003,1760,385,6.18,2.89,235,61.6]
[null,null,null,null,null,null,null,null,null,null,null,null,null,null,null,null,null,null,null,null,null,null,null,null,null,null,null,null,null,null,null,null,null,null,null,null,null,null,null,5,"180x100x6x10","180x100",6,10,10,5,30.06,23.6,1670,138,7.45,2.14,186,27.5]
[null,null,null,null,null,null,null,null,null,null,null,null,null,null,null,null,null,null,null,null,null,null,null,null,null,null,null,null,null,null,null,null,null,null,null,null,null,null,null,6,"200x100x7x10","200x100",7,10,10,5,33.06,26,2170,138,8.11,2.0499999999999998,217,27.7]
[null,null,null,null,null,null,null,null,null,null,null,null,null,null,null,null,null,null,null,null,null,null,null,null,null,null,null,null,null,null,null,null,null,null,null,null,null,null,null,7,"200x150x9x16","200x150",9,16,15,7.5,64.16,50.4,4460,753,8.34,3.43,446,100]
[null,null,null,null,null,null,null,null,null,null,null,null,null,null,null,null,null,null,null,null,null,null,null,null,null,null,null,null,null,null,null,null,null,null,null,null,null,null,null,8,{"$f":"AP315&\"x\"&AQ315&\"x\"&AR315","v":"250x125x7.5x12.5"},"250x125",7.5,12.5,12,6,48.79,38.299999999999997,5180,337,10.3,2.63,414,53.9]
[null,null,null,null,null,null,null,null,null,null,null,null,null,null,null,null,null,null,null,null,null,null,null,null,null,null,null,null,null,null,null,null,null,null,null,null,null,null,null,9,{"$f":"AP316&\"x\"&AQ316&\"x\"&AR316","v":"250x125x10x19"},"250x125",10,19,21,10.5,70.73,55.5,7310,538,10.199999999999999,2.76,585,86]
[null,null,null,null,null,null,null,null,null,null,null,null,null,null,null,null,null,null,null,null,null,null,null,null,null,null,null,null,null,null,null,null,null,null,null,null,null,null,null,10,"300x150x8x13","300x150",8,13,12,6,61.58,48.3,9480,588,12.4,3.09,632,78.400000000000006]
[null,null,null,null,null,null,null,null,null,null,null,null,null,null,null,null,null,null,null,null,null,null,null,null,null,null,null,null,null,null,null,null,null,null,null,null,null,null,null,11,"300x150x10x18.5","300x150",10,18.5,19,9.5,83.47,65.5,12700,886,12.3,3.26,849,118]
[null,null,null,null,null,null,null,null,null,null,null,null,null,null,null,null,null,null,null,null,null,null,null,null,null,null,null,null,null,null,null,null,null,null,null,null,null,null,null,12,"300x150x11.5x22","300x150",11.5,22,23,11.5,97.88,76.8,14700,1080,12.2,3.32,978,143]
[null,null,null,null,null,null,null,null,null,null,null,null,null,null,null,null,null,null,null,null,null,null,null,null,null,null,null,null,null,null,null,null,null,null,null,null,null,null,null,13,"350x150x9x15","350x150",9,15,13,6.5,74.58,58.5,15200,702,14.3,3.07,870,93.5]
[null,null,null,null,null,null,null,null,null,null,null,null,null,null,null,null,null,null,null,null,null,null,null,null,null,null,null,null,null,null,null,null,null,null,null,null,null,null,null,14,"350x150x12x24","350x150",12,24,25,12.5,111.1,87.2,22400,1180,14.2,3.26,1280,158]
[null,null,null,null,null,null,null,null,null,null,null,null,null,null,null,null,null,null,null,null,null,null,null,null,null,null,null,null,null,null,null,null,null,null,null,null,null,null,null,15,"400x150x10x18","400x150",10,18,17,8.5,91.73,72,24100,864,16.2,3.07,1200,115]
[null,null,null,null,null,null,null,null,null,null,null,null,null,null,null,null,null,null,null,null,null,null,null,null,null,null,null,null,null,null,null,null,null,null,null,null,null,null,null,16,"400x150x12.5x25","400x150",12.5,25,27,13.5,122.1,95.8,31700,1240,16.100000000000001,3.18,1580,165]
[null,null,null,null,null,null,null,null,null,null,null,null,null,null,null,null,null,null,null,null,null,null,null,null,null,null,null,null,null,null,null,null,null,null,null,null,null,null,null,17,"450x175x11x20","450x175",11,20,19,9.5,116.8,91.7,39200,1510,18.3,3.6,1740,173]
[null,null,null,null,null,null,null,null,null,null,null,null,null,null,null,null,null,null,null,null,null,null,null,null,null,null,null,null,null,null,null,null,null,null,null,null,null,null,null,18,"450x175x13x26","450x175",13,26,27,13.5,146.1,115,48800,2020,18.3,3.72,2170,231]
[null,null,null,null,null,null,null,null,null,null,null,null,null,null,null,null,null,null,null,null,null,null,null,null,null,null,null,null,null,null,null,null,null,null,null,null,null,null,null,19,{"$f":"AP326&\"x\"&AQ326&\"x\"&AR326","v":"600x190x13x25"},"600x190",13,25,25,12.5,169.4,133,98400,2460,24.1,3.81,3280,259]
[null,null,null,null,null,null,null,null,null,null,null,null,null,null,null,null,null,null,null,null,null,null,null,null,null,null,null,null,null,null,null,null,null,null,null,null,null,null,null,20,"600x190x16x35","600x190",16,35,38,19,224.5,176,130000,3540,24.1,3.97,4330,373]
[]
[]
[]
[null,null,null,null,null,null,null,null,null,null,null,null,null,null,null,null,null,null,null,null,null,null,null,null,null,null,null,null,null,null,null,null,null,null,null,null,null,null,null,null,null,null,null,null,null,null,null,"Light Lip Channel"]
[]
[]
[]
[]
[]
[]
[]
[]
[null,null,null,null,null,null,null,null,null,null,null,null,null,null,null,null,null,null,null,null,null,null,null,null,null,null,null,null,null,null,null,null,null,null,null,null,null,null,null,null,null,"Dimensions mm.",null,"Sectional Area cm2","Weight kg./m.","Center of Gravity cm.",null,"Secondary Moment of Area cm4",null,"Radius of Gyration of Area cm.",null,"Modulus of Section cm3",null,"Center of Shear cm."]
[null,null,null,null,null,null,null,null,null,null,null,null,null,null,null,null,null,null,null,null,null,null,null,null,null,null,null,null,null,null,null,null,null,null,null,null,null,null,null,null,null,"H x A x C","t",null,null,"Cx","Cy","Ix","Iy","ix","iy","Zx","Zy","Sx","Sy"]
[null,null,null,null,null,null,null,null,null,null,null,null,null,null,null,null,null,null,null,null,null,null,null,null,null,null,null,null,null,null,null,null,null,null,null,null,null,null,null,1,"250x75x25x4.5","250x75x25",4.5,18.920000000000002,14.9,0,2.0699999999999998,1690,129,9.44,2.62,135,23.8,5.0999999999999996,0]
[null,null,null,null,null,null,null,null,null,null,null,null,null,null,null,null,null,null,null,null,null,null,null,null,null,null,null,null,null,null,null,null,null,null,null,null,null,null,null,2,"200x75x25x4.5","200x75x25",4.5,16.670000000000002,13.1,0,2.3199999999999998,990,121,7.61,2.69,99,23.3,5.6,0]
[null,null,null,null,null,null,null,null,null,null,null,null,null,null,null,null,null,null,null,null,null,null,null,null,null,null,null,null,null,null,null,null,null,null,null,null,null,null,null,3,"200x75x25x4.0","200x75x25",4,14.95,11.7,0,2.3199999999999998,895,110,7.74,2.72,89.5,21.3,5.7,0]
[null,null,null,null,null,null,null,null,null,null,null,null,null,null,null,null,null,null,null,null,null,null,null,null,null,null,null,null,null,null,null,null,null,null,null,null,null,null,null,4,"200x75x25x3.2","200x75x25",3.2,12.13,9.52,0,2.33,736,92.3,7.7,2.76,73.599999999999994,17.8,5.7,0]
[null,null,null,null,null,null,null,null,null,null,null,null,null,null,null,null,null,null,null,null,null,null,null,null,null,null,null,null,null,null,null,null,null,null,null,null,null,null,null,5,"200x75x20x4.5","200x75x20",4.5,16.22,12.7,0,2.19,963,109,7.71,2.6,96.3,20.6,5.7,0]
[null,null,null,null,null,null,null,null,null,null,null,null,null,null,null,null,null,null,null,null,null,null,null,null,null,null,null,null,null,null,null,null,null,null,null,null,null,null,null,6,"200x75x20x4.0","200x75x20",4,14.55,11.4,0,2.19,871,100,7.74,2.62,87.1,18.899999999999999,5.3,0]
[null,null,null,null,null,null,null,null,null,null,null,null,null,null,null,null,null,null,null,null,null,null,null,null,null,null,null,null,null,null,null,null,null,null,null,null,null,null,null,7,"200x75x20x3.2","200x75x20",3.2,11.81,9.27,0,2.19,716,84.1,7.79,2.67,71.599999999999994,15.8,5.3,0]
[null,null,null,null,null,null,null,null,null,null,null,null,null,null,null,null,null,null,null,null,null,null,null,null,null,null,null,null,null,null,null,null,null,null,null,null,null,null,null,8,"150x75x25x4.5","150x75x25",4.5,14.42,11.3,0,2.65,501,109,5.9,2.75,66.900000000000006,22.5,5.4,0]
[null,null,null,null,null,null,null,null,null,null,null,null,null,null,null,null,null,null,null,null,null,null,null,null,null,null,null,null,null,null,null,null,null,null,null,null,null,null,null,9,"150x75x25x4.0","150x75x25",4,12.95,10.199999999999999,0,2.65,455,99.8,5.93,2.78,60.6,20.6,6.3,0]
[null,null,null,null,null,null,null,null,null,null,null,null,null,null,null,null,null,null,null,null,null,null,null,null,null,null,null,null,null,null,null,null,null,null,null,null,null,null,null,10,"150x75x25x3.2","150x75x25",3.2,10.53,8.27,0,2.66,375,83.6,5.97,2.82,50,17.3,6.3,0]
[null,null,null,null,null,null,null,null,null,null,null,null,null,null,null,null,null,null,null,null,null,null,null,null,null,null,null,null,null,null,null,null,null,null,null,null,null,null,null,11,"150x75x20x4.5","150x75x20",4.5,13.97,11,0,2.5,489,99.2,5.92,2.66,65.2,19.8,6.4,0]
[null,null,null,null,null,null,null,null,null,null,null,null,null,null,null,null,null,null,null,null,null,null,null,null,null,null,null,null,null,null,null,null,null,null,null,null,null,null,null,12,"150x75x20x4.0","150x75x20",4,12.55,9.85,0,2.5099999999999998,445,91,5.95,2.69,59.3,18.2,6,0]
[null,null,null,null,null,null,null,null,null,null,null,null,null,null,null,null,null,null,null,null,null,null,null,null,null,null,null,null,null,null,null,null,null,null,null,null,null,null,null,13,"150x75x20x3.2","150x75x20",3.2,10.210000000000001,8.01,0,2.5099999999999998,366,76.400000000000006,5.99,2.74,48.9,15.3,5.8,0]
[null,null,null,null,null,null,null,null,null,null,null,null,null,null,null,null,null,null,null,null,null,null,null,null,null,null,null,null,null,null,null,null,null,null,null,null,null,null,null,14,"150x65x20x4.0","150x65x20",4,11.75,9.2200000000000006,0,2.11,401,63.7,5.48,2.33,53.5,14.5,5.0999999999999996,0]
[null,null,null,null,null,null,null,null,null,null,null,null,null,null,null,null,null,null,null,null,null,null,null,null,null,null,null,null,null,null,null,null,null,null,null,null,null,null,null,15,"150x65x20x3.2","150x65x20",3.2,9.5670000000000002,7.51,0,2.11,332,53.8,5.89,2.37,44.3,12.2,5,0]
[null,null,null,null,null,null,null,null,null,null,null,null,null,null,null,null,null,null,null,null,null,null,null,null,null,null,null,null,null,null,null,null,null,null,null,null,null,null,null,16,"150x65x20x2.3","150x65x20",2.2999999999999998,7.0119999999999996,5.5,0,2.12,248,41.1,5.94,2.42,33,9.3699999999999992,5.0999999999999996,0]
[null,null,null,null,null,null,null,null,null,null,null,null,null,null,null,null,null,null,null,null,null,null,null,null,null,null,null,null,null,null,null,null,null,null,null,null,null,null,null,17,"150x50x20x4.5","150x50x20",4.5,11.72,9.1999999999999993,0,1.54,368,35.700000000000003,5.6,1.75,49,10.5,5.2,0]
[null,null,null,null,null,null,null,null,null,null,null,null,null,null,null,null,null,null,null,null,null,null,null,null,null,null,null,null,null,null,null,null,null,null,null,null,null,null,null,18,"150x50x20x3.2","150x50x20",3.2,8.6069999999999993,6.76,0,1.54,280,28.3,5.71,1.81,37.4,8.19,3.7,0]
[null,null,null,null,null,null,null,null,null,null,null,null,null,null,null,null,null,null,null,null,null,null,null,null,null,null,null,null,null,null,null,null,null,null,null,null,null,null,null,19,"150x50x20x2.3","150x50x20",2.2999999999999998,6.3220000000000001,4.96,0,1.55,210,21.9,5.77,1.86,28,6.33,3.8,0]
[null,null,null,null,null,null,null,null,null,null,null,null,null,null,null,null,null,null,null,null,null,null,null,null,null,null,null,null,null,null,null,null,null,null,null,null,null,null,null,20,"125x50x20x4.5","125x50x20",4.5,10.59,8.32,0,1.68,238,33.5,4.74,1.78,38,10,4,0]
[null,null,null,null,null,null,null,null,null,null,null,null,null,null,null,null,null,null,null,null,null,null,null,null,null,null,null,null,null,null,null,null,null,null,null,null,null,null,null,21,"125x50x20x4.0","125x50x20",4,9.548,7.5,0,1.68,217,33.1,4.7699999999999996,1.81,34.700000000000003,9.3800000000000008,4,0]
[null,null,null,null,null,null,null,null,null,null,null,null,null,null,null,null,null,null,null,null,null,null,null,null,null,null,null,null,null,null,null,null,null,null,null,null,null,null,null,22,"125x50x20x3.2","125x50x20",3.2,7.8070000000000004,6.13,0,1.68,181,26.6,4.82,1.85,29,8.02,4,0]
[null,null,null,null,null,null,null,null,null,null,null,null,null,null,null,null,null,null,null,null,null,null,null,null,null,null,null,null,null,null,null,null,null,null,null,null,null,null,null,23,"125x50x20x2.3","125x50x20",2.2999999999999998,5.7469999999999999,4.51,0,1.69,137,20.6,4.88,1.89,21.9,6.22,4.0999999999999996,0]
[null,null,null,null,null,null,null,null,null,null,null,null,null,null,null,null,null,null,null,null,null,null,null,null,null,null,null,null,null,null,null,null,null,null,null,null,null,null,null,24,"120x60x25x4.5","120x60x25",4.5,11.72,9.1999999999999993,0,2.25,252,58,4.63,2.2200000000000002,41.9,15.5,5.3,0]
[null,null,null,null,null,null,null,null,null,null,null,null,null,null,null,null,null,null,null,null,null,null,null,null,null,null,null,null,null,null,null,null,null,null,null,null,null,null,null,25,"120x60x25x3.2","120x60x25",3.2,8.2870000000000008,6.51,0,2.12,186,40.9,4.74,2.2200000000000002,31,10.5,4.9000000000000004,0]
[null,null,null,null,null,null,null,null,null,null,null,null,null,null,null,null,null,null,null,null,null,null,null,null,null,null,null,null,null,null,null,null,null,null,null,null,null,null,null,26,"120x60x25x2.3","120x60x25",2.2999999999999998,6.0919999999999996,4.78,0,2.13,140,31.3,4.79,2.27,23.3,8.1,5.0999999999999996,0]
[null,null,null,null,null,null,null,null,null,null,null,null,null,null,null,null,null,null,null,null,null,null,null,null,null,null,null,null,null,null,null,null,null,null,null,null,null,null,null,27,"120x40x20x3.2","120x40x20",3.2,7.0069999999999997,5.5,0,1.32,144,15.3,4.53,1.48,24,5.71,3.4,0]
[null,null,null,null,null,null,null,null,null,null,null,null,null,null,null,null,null,null,null,null,null,null,null,null,null,null,null,null,null,null,null,null,null,null,null,null,null,null,null,28,"100x50x20x4.5","100x50x20",4.5,9.4689999999999994,7.43,0,1.86,139,30.9,3.82,1.81,27.7,9.82,4.3,0]
[null,null,null,null,null,null,null,null,null,null,null,null,null,null,null,null,null,null,null,null,null,null,null,null,null,null,null,null,null,null,null,null,null,null,null,null,null,null,null,29,"100x50x20x4.0","100x50x20",4,8.548,6.71,0,1.86,127,28.7,3.85,1.83,25.4,9.1300000000000008,4.3,0]
[null,null,null,null,null,null,null,null,null,null,null,null,null,null,null,null,null,null,null,null,null,null,null,null,null,null,null,null,null,null,null,null,null,null,null,null,null,null,null,30,"100x50x20x3.2","100x50x20",3.2,7.0069999999999997,5.5,0,1.86,107,24.5,3.9,1.87,21.3,7.81,4.4000000000000004,0]
[null,null,null,null,null,null,null,null,null,null,null,null,null,null,null,null,null,null,null,null,null,null,null,null,null,null,null,null,null,null,null,null,null,null,null,null,null,null,null,31,"100x50x20x2.8","100x50x20",2.8,6.2050000000000001,4.87,0,1.88,99.8,23.2,3.96,1.91,20,7.44,4.3,0]
[null,null,null,null,null,null,null,null,null,null,null,null,null,null,null,null,null,null,null,null,null,null,null,null,null,null,null,null,null,null,null,null,null,null,null,null,null,null,null,32,"100x50x20x2.3","100x50x20",2.2999999999999998,5.1719999999999997,4.0599999999999996,0,1.86,80.7,19,3.95,1.92,16,6.06,4.4000000000000004,0]
[null,null,null,null,null,null,null,null,null,null,null,null,null,null,null,null,null,null,null,null,null,null,null,null,null,null,null,null,null,null,null,null,null,null,null,null,null,null,null,33,"100x50x20x2.0","100x50x20",2,4.5369999999999999,3.56,0,1.86,71.400000000000006,16.899999999999999,3.97,1.93,14.3,5.4,4.4000000000000004,0]
[null,null,null,null,null,null,null,null,null,null,null,null,null,null,null,null,null,null,null,null,null,null,null,null,null,null,null,null,null,null,null,null,null,null,null,null,null,null,null,34,"100x50x20x1.6","100x50x20",1.6,3.6720000000000002,2.88,0,1.87,58.4,14,3.99,1.95,11.7,4.47,4.5,0]
[null,null,null,null,null,null,null,null,null,null,null,null,null,null,null,null,null,null,null,null,null,null,null,null,null,null,null,null,null,null,null,null,null,null,null,null,null,null,null,35,"90x45x15x3.2","90x45x15",3.2,6.367,5,0,1.72,76.900000000000006,18.3,3.48,1.69,17.100000000000001,6.57,4.0999999999999996,0]
[null,null,null,null,null,null,null,null,null,null,null,null,null,null,null,null,null,null,null,null,null,null,null,null,null,null,null,null,null,null,null,null,null,null,null,null,null,null,null,36,"90x45x15x2.3","90x45x15",2.2999999999999998,4.7119999999999997,3.7,0,1.73,58.6,14.2,3.53,1.74,13,5.14,4.0999999999999996,0]
[null,null,null,null,null,null,null,null,null,null,null,null,null,null,null,null,null,null,null,null,null,null,null,null,null,null,null,null,null,null,null,null,null,null,null,null,null,null,null,37,"90x45x15x1.6","90x45x15",1.6,3.3519999999999999,2.63,0,1.73,42.6,10.5,3.56,1.77,9.4600000000000009,5.8,4.2,0]
[null,null,null,null,null,null,null,null,null,null,null,null,null,null,null,null,null,null,null,null,null,null,null,null,null,null,null,null,null,null,null,null,null,null,null,null,null,null,null,38,"75x45x15x2.3","75x45x15",2.2999999999999998,4.1369999999999996,3.25,0,1.72,37.1,11.8,3,1.69,9.9,4.24,4,0]
[null,null,null,null,null,null,null,null,null,null,null,null,null,null,null,null,null,null,null,null,null,null,null,null,null,null,null,null,null,null,null,null,null,null,null,null,null,null,null,39,"75x45x15x2.0","75x45x15",2,3.637,2.86,0,1.72,33,10.5,3.01,1.7,8.7899999999999991,3.76,4,0]
[null,null,null,null,null,null,null,null,null,null,null,null,null,null,null,null,null,null,null,null,null,null,null,null,null,null,null,null,null,null,null,null,null,null,null,null,null,null,null,40,"75x45x15x1.6","75x45x15",1.6,2.952,2.3199999999999998,0,1.72,27.1,8.7100000000000009,3.03,1.72,7.24,3.13,4.0999999999999996,0]
[null,null,null,null,null,null,null,null,null,null,null,null,null,null,null,null,null,null,null,null,null,null,null,null,null,null,null,null,null,null,null,null,null,null,null,null,null,null,null,41,"75x35x15x2.3","75x35x15",2.2999999999999998,3.677,2.89,0,1.29,31,6.58,2.91,1.34,8.2799999999999994,2.98,3.1,0]
[null,null,null,null,null,null,null,null,null,null,null,null,null,null,null,null,null,null,null,null,null,null,null,null,null,null,null,null,null,null,null,null,null,null,null,null,null,null,null,42,"75x40x25x1.6","70x40x25",1.6,3.032,2.38,0,1.8,22,8,2.69,1.62,6.29,3.67,4.4000000000000004,0]
[null,null,null,null,null,null,null,null,null,null,null,null,null,null,null,null,null,null,null,null,null,null,null,null,null,null,null,null,null,null,null,null,null,null,null,null,null,null,null,43,"60x30x10x2.3","60x30x10",2.2999999999999998,2.8719999999999999,2.25,0,1.06,15.6,3.32,2.33,1.07,5.2,1.71,2.5,0]
[null,null,null,null,null,null,null,null,null,null,null,null,null,null,null,null,null,null,null,null,null,null,null,null,null,null,null,null,null,null,null,null,null,null,null,null,null,null,null,44,"60x30x10x2.0","60x30x10",2,2.5369999999999999,1.99,0,1.06,14,3.01,2.35,1.0900000000000001,4.6500000000000004,1.55,2.5,0]
[null,null,null,null,null,null,null,null,null,null,null,null,null,null,null,null,null,null,null,null,null,null,null,null,null,null,null,null,null,null,null,null,null,null,null,null,null,null,null,45,"60x30x10x1.6","60x30x10",1.6,2.0720000000000001,1.63,0,1.06,11.6,2.56,2.37,1.1100000000000001,3.88,1.32,2.5,0]
[]
[]
[]
[null,null,null,null,null,null,null,null,null,null,null,null,null,null,null,null,null,null,null,null,null,null,null,null,null,null,null,null,null,null,null,null,null,null,null,null,null,null,null,null,null,null,null,null,null,"Rectangular Tube"]
[]
[null,null,null,null,null,null,null,null,null,null,null,null,null,null,null,null,null,null,null,null,null,null,null,null,null,null,null,null,null,null,null,null,null,null,null,null,null,null,null,null,null,null,null,null,null,"Dimension Tolerance"]
[]
[null,null,null,null,null,null,null,null,null,null,null,null,null,null,null,null,null,null,null,null,null,null,null,null,null,null,null,null,null,null,null,null,null,null,null,null,null,null,null,null,null,null,null,null,null,"Side Length"]
[null,null,null,null,null,null,null,null,null,null,null,null,null,null,null,null,null,null,null,null,null,null,null,null,null,null,null,null,null,null,null,null,null,null,null,null,null,null,null,null,null,null,null,null,null,": DxB < 50 mm. ± 1.5 mm. Thickness : Under 3 mm. ± 0.3 mm."]
[null,null,null,null,null,null,null,null,null,null,null,null,null,null,null,null,null,null,null,null,null,null,null,null,null,null,null,null,null,null,null,null,null,null,null,null,null,null,null,null,null,null,null,null,null,": DxB > 50 mm. ± 1.5 % Thickness : 3 mm. or over, ± 10%"]
[null,null,null,null,null,null,null,null,null,null,null,null,null,null,null,null,null,null,null,null,null,null,null,null,null,null,null,null,null,null,null,null,null,null,null,null,null,null,null,null,null,null,null,null,null,": ± 10% Lenght : +50 mm., -0 mm."]
[]
[null,null,null,null,null,null,null,null,null,null,null,null,null,null,null,null,null,null,null,null,null,null,null,null,null,null,null,null,null,null,null,null,null,null,null,null,null,null,null,null,null,"Side Length",null,"Thickness","Calculate Weight","Cross Sectional Area","Geometrical Moment of Inertia",null,"Modulus of Section",null,"Radius of Gyration"]
[null,null,null,null,null,null,null,null,null,null,null,null,null,null,null,null,null,null,null,null,null,null,null,null,null,null,null,null,null,null,null,null,null,null,null,null,null,null,null,null,null,"D x B",null,"T","W","A","Ix","Iy","Zx","Zy","Ix","Iy"]
[null,null,null,null,null,null,null,null,null,null,null,null,null,null,null,null,null,null,null,null,null,null,null,null,null,null,null,null,null,null,null,null,null,null,null,null,null,null,null,null,null,"in.","mm.","mm.","kg./m.","cm2","cm4","cm4","cm3","cm3","cm.","cm."]
[null,null,null,null,null,null,null,null,null,null,null,null,null,null,null,null,null,null,null,null,null,null,null,null,null,null,null,null,null,null,null,null,null,null,null,null,null,null,null,1,"50x25x2.0","  2x1    ","  50x25    ",2,2.12,2.7,8.17,2.76,3.27,2.2000000000000002,1.74,1.01]
[null,null,null,null,null,null,null,null,null,null,null,null,null,null,null,null,null,null,null,null,null,null,null,null,null,null,null,null,null,null,null,null,null,null,null,null,null,null,null,2,"50x25x2.3",null,null,2.2999999999999998,2.44,3.1,9.31,3.1,3.72,2.48,1.68,0.96]
[null,null,null,null,null,null,null,null,null,null,null,null,null,null,null,null,null,null,null,null,null,null,null,null,null,null,null,null,null,null,null,null,null,null,null,null,null,null,null,3,"50x25x3.2",null,null,3.2,3.24,4.13,11.6,3.8,4.6500000000000004,3.04,1.68,0.96]
[null,null,null,null,null,null,null,null,null,null,null,null,null,null,null,null,null,null,null,null,null,null,null,null,null,null,null,null,null,null,null,null,null,null,null,null,null,null,null,4,"50x25x3.6",null,null,3.6,3.48,4.4400000000000004,11.7,3.86,4.7,3.09,1.63,0.93]
[null,null,null,null,null,null,null,null,null,null,null,null,null,null,null,null,null,null,null,null,null,null,null,null,null,null,null,null,null,null,null,null,null,null,null,null,null,null,null,5,"75x38x2.3","3x1 1/4 ","75x38  ",2.2999999999999998,3.81,4.8499999999999996,34.6,12,9.23,6.3,2.67,1.57]
[null,null,null,null,null,null,null,null,null,null,null,null,null,null,null,null,null,null,null,null,null,null,null,null,null,null,null,null,null,null,null,null,null,null,null,null,null,null,null,6,"75x38x3.2",null,null,3.2,5.15,5.15,45,15.4,12,8.09,2.62,1.53]
[null,null,null,null,null,null,null,null,null,null,null,null,null,null,null,null,null,null,null,null,null,null,null,null,null,null,null,null,null,null,null,null,null,null,null,null,null,null,null,7,"75x45x1.6","  3x1 3/4 ","  75x45  ",1.6,2.88,3.67,28.4,12.9,7.56,5.75,2.78,1.88]
[null,null,null,null,null,null,null,null,null,null,null,null,null,null,null,null,null,null,null,null,null,null,null,null,null,null,null,null,null,null,null,null,null,null,null,null,null,null,null,8,"75x45x2.3",null,null,2.2999999999999998,4.0599999999999996,5.17,38.9,17.600000000000001,10.4,7.82,2.74,1.84]
[null,null,null,null,null,null,null,null,null,null,null,null,null,null,null,null,null,null,null,null,null,null,null,null,null,null,null,null,null,null,null,null,null,null,null,null,null,null,null,9,"75x45x3.2",null,null,3.2,5.5,7.01,50.8,22.8,13.5,10.1,2.69,1.8]
[null,null,null,null,null,null,null,null,null,null,null,null,null,null,null,null,null,null,null,null,null,null,null,null,null,null,null,null,null,null,null,null,null,null,null,null,null,null,null,10,"100x50x2.0","4x2","100x50",2,4.4800000000000004,5.7,74.099999999999994,25.5,14.8,10.199999999999999,3.61,2.11]
[null,null,null,null,null,null,null,null,null,null,null,null,null,null,null,null,null,null,null,null,null,null,null,null,null,null,null,null,null,null,null,null,null,null,null,null,null,null,null,11,"100x50x2.3",null,null,2.2999999999999998,5.14,6.55,84.8,29,17,11.6,3.6,2.1]
[null,null,null,null,null,null,null,null,null,null,null,null,null,null,null,null,null,null,null,null,null,null,null,null,null,null,null,null,null,null,null,null,null,null,null,null,null,null,null,12,"100x50x3.2",null,null,3.2,7.01,8.93,112,38,22.5,15.2,3.55,2.06]
[null,null,null,null,null,null,null,null,null,null,null,null,null,null,null,null,null,null,null,null,null,null,null,null,null,null,null,null,null,null,null,null,null,null,null,null,null,null,null,13,"100x50x3.6",null,null,3.6,7.72,9.84,121,40.9,24.1,16.3,3.5,2.04]
[null,null,null,null,null,null,null,null,null,null,null,null,null,null,null,null,null,null,null,null,null,null,null,null,null,null,null,null,null,null,null,null,null,null,null,null,null,null,null,14,"100x50x4.0",null,null,4,8.59,10.95,142,46.7,28.4,18.7,3.55,2.0299999999999998]
[null,null,null,null,null,null,null,null,null,null,null,null,null,null,null,null,null,null,null,null,null,null,null,null,null,null,null,null,null,null,null,null,null,null,null,null,null,null,null,15,"100x50x4.5",null,null,4.5,9.5500000000000007,12.17,147,48.9,29.3,19.5,3.47,2]
[null,null,null,null,null,null,null,null,null,null,null,null,null,null,null,null,null,null,null,null,null,null,null,null,null,null,null,null,null,null,null,null,null,null,null,null,null,null,null,16,"125x75x2.3","    5x3    ","    125x75   ",2.2999999999999998,6.95,8.85,192,87.5,30.6,23.3,4.6500000000000004,3.14]
[null,null,null,null,null,null,null,null,null,null,null,null,null,null,null,null,null,null,null,null,null,null,null,null,null,null,null,null,null,null,null,null,null,null,null,null,null,null,null,17,"125x75x3.2",null,null,3.2,9.52,12.13,257,117,41.1,31.1,4.5999999999999996,3.1]
[null,null,null,null,null,null,null,null,null,null,null,null,null,null,null,null,null,null,null,null,null,null,null,null,null,null,null,null,null,null,null,null,null,null,null,null,null,null,null,18,"125x75x4.0",null,null,4,11.7,14.95,311,141,49.7,37.5,4.5599999999999996,3.07]
[null,null,null,null,null,null,null,null,null,null,null,null,null,null,null,null,null,null,null,null,null,null,null,null,null,null,null,null,null,null,null,null,null,null,null,null,null,null,null,19,"125x75x4.5",null,null,4.5,13.1,16.670000000000002,342,155,54.8,41.2,4.53,3.04]
[null,null,null,null,null,null,null,null,null,null,null,null,null,null,null,null,null,null,null,null,null,null,null,null,null,null,null,null,null,null,null,null,null,null,null,null,null,null,null,20,"125x75x6.0",null,null,6,17,21.63,428,192,68.5,51.1,4.45,2.98]
[null,null,null,null,null,null,null,null,null,null,null,null,null,null,null,null,null,null,null,null,null,null,null,null,null,null,null,null,null,null,null,null,null,null,null,null,null,null,null,21,"150x50x3.2","  6x2  ","  150x50  ",3.2,9.6300000000000008,12.13,314.92,55.71,42.61,22.61,5.16,2.17]
[null,null,null,null,null,null,null,null,null,null,null,null,null,null,null,null,null,null,null,null,null,null,null,null,null,null,null,null,null,null,null,null,null,null,null,null,null,null,null,22,"150x50x4.5",null,null,4.5,13.5,17.03,423.93,75.75,53.35,29.82,5.05,2.11]
[null,null,null,null,null,null,null,null,null,null,null,null,null,null,null,null,null,null,null,null,null,null,null,null,null,null,null,null,null,null,null,null,null,null,null,null,null,null,null,23,"150x50x6.3",null,null,6.3,18.77,22.84,536.98,93.65,72.760000000000005,36.869999999999997,4.93,2.0299999999999998]
[null,null,null,null,null,null,null,null,null,null,null,null,null,null,null,null,null,null,null,null,null,null,null,null,null,null,null,null,null,null,null,null,null,null,null,null,null,null,null,24,"200x100x4.5","  8x4  ","  200x100  ",4.5,20.100000000000001,25.67,1330,455,133,90.9,7.2,4.21]
[null,null,null,null,null,null,null,null,null,null,null,null,null,null,null,null,null,null,null,null,null,null,null,null,null,null,null,null,null,null,null,null,null,null,null,null,null,null,null,25,"200x100x6.0",null,null,6,26.4,33.630000000000003,1700,577,170,115,7.12,4.1399999999999997]
[null,null,null,null,null,null,null,null,null,null,null,null,null,null,null,null,null,null,null,null,null,null,null,null,null,null,null,null,null,null,null,null,null,null,null,null,null,null,null,26,"200x100x6.3",null,null,6.3,27.4,34.799999999999997,1739,591,174,118,7.06,4.12]
[]
[]
[]
[null,null,null,null,null,null,null,null,null,null,null,null,null,null,null,null,null,null,null,null,null,null,null,null,null,null,null,null,null,null,null,null,null,null,null,null,null,null,null,null,null,null,null,null,null,"Square Tube"]
[]
[null,null,null,null,null,null,null,null,null,null,null,null,null,null,null,null,null,null,null,null,null,null,null,null,null,null,null,null,null,null,null,null,null,null,null,null,null,null,null,null,null,null,null,null,null,"Dimension Tolerance"]
[]
[null,null,null,null,null,null,null,null,null,null,null,null,null,null,null,null,null,null,null,null,null,null,null,null,null,null,null,null,null,null,null,null,null,null,null,null,null,null,null,null,null,null,null,null,null,"Side Length"]
[null,null,null,null,null,null,null,null,null,null,null,null,null,null,null,null,null,null,null,null,null,null,null,null,null,null,null,null,null,null,null,null,null,null,null,null,null,null,null,null,null,null,null,null,null,": DxB < 50 mm. ± 1.5 mm. Thickness : Under 3 mm. ± 0.3 mm."]
[null,null,null,null,null,null,null,null,null,null,null,null,null,null,null,null,null,null,null,null,null,null,null,null,null,null,null,null,null,null,null,null,null,null,null,null,null,null,null,null,null,null,null,null,null,": DxB > 50 mm. ± 1.5 % Thickness : 3 mm. or over, ± 10%"]
[null,null,null,null,null,null,null,null,null,null,null,null,null,null,null,null,null,null,null,null,null,null,null,null,null,null,null,null,null,null,null,null,null,null,null,null,null,null,null,null,null,null,null,null,null,": ± 10% Lenght : +50 mm., -0 mm."]
[]
[null,null,null,null,null,null,null,null,null,null,null,null,null,null,null,null,null,null,null,null,null,null,null,null,null,null,null,null,null,null,null,null,null,null,null,null,null,null,null,null,null,"Side Length",null,"Thickness","Calculate Weight","Cross Sectional Area","Geometrical Moment of Inertia","Modulus of Section","Radius of Gyration"]
[null,null,null,null,null,null,null,null,null,null,null,null,null,null,null,null,null,null,null,null,null,null,null,null,null,null,null,null,null,null,null,null,null,null,null,null,null,null,null,null,null,"D x D",null,"T","W","A","Ix, Iy","Zx, Zy","Ix, Iy"]
[null,null,null,null,null,null,null,null,null,null,null,null,null,null,null,null,null,null,null,null,null,null,null,null,null,null,null,null,null,null,null,null,null,null,null,null,null,null,null,null,null,"in.","mm.","mm.","kg./m.","cm2","cm4","cm3","cm."]
[null,null,null,null,null,null,null,null,null,null,null,null,null,null,null,null,null,null,null,null,null,null,null,null,null,null,null,null,null,null,null,null,null,null,null,null,null,null,null,1,"25x25x2.0","  1x1    ","  25x25    ",2,1.36,1.74,1.48,1.19,0.92]
[null,null,null,null,null,null,null,null,null,null,null,null,null,null,null,null,null,null,null,null,null,null,null,null,null,null,null,null,null,null,null,null,null,null,null,null,null,null,null,2,"25x25x2.3",null,null,2.2999999999999998,1.53,1.97,1.61,1.29,0.9]
[null,null,null,null,null,null,null,null,null,null,null,null,null,null,null,null,null,null,null,null,null,null,null,null,null,null,null,null,null,null,null,null,null,null,null,null,null,null,null,3,"25x25x2.6",null,null,2.6,1.65,2.1,1.63,1.31,0.88]
[null,null,null,null,null,null,null,null,null,null,null,null,null,null,null,null,null,null,null,null,null,null,null,null,null,null,null,null,null,null,null,null,null,null,null,null,null,null,null,4,"25x25x3.2",null,null,3.2,1.91,2.44,1.75,1.4,0.85]
[null,null,null,null,null,null,null,null,null,null,null,null,null,null,null,null,null,null,null,null,null,null,null,null,null,null,null,null,null,null,null,null,null,null,null,null,null,null,null,5,"32x32x2.3","11/4 x11/4","32x32  ",2.2999999999999998,2.04,2.6,3.71,2.3199999999999998,1.2]
[null,null,null,null,null,null,null,null,null,null,null,null,null,null,null,null,null,null,null,null,null,null,null,null,null,null,null,null,null,null,null,null,null,null,null,null,null,null,null,6,"32x32x3.2",null,null,3.2,2.69,3.42,4.54,2.84,1.1499999999999999]
[null,null,null,null,null,null,null,null,null,null,null,null,null,null,null,null,null,null,null,null,null,null,null,null,null,null,null,null,null,null,null,null,null,null,null,null,null,null,null,7,"38x38x2.3","11/2 x11/2","38x38  ",2.2999999999999998,2.4700000000000002,3.15,6.54,3.44,1.44]
[null,null,null,null,null,null,null,null,null,null,null,null,null,null,null,null,null,null,null,null,null,null,null,null,null,null,null,null,null,null,null,null,null,null,null,null,null,null,null,8,"38x38x3.2",null,null,3.2,3.29,4.1900000000000004,8.18,4.3,1.4]
[null,null,null,null,null,null,null,null,null,null,null,null,null,null,null,null,null,null,null,null,null,null,null,null,null,null,null,null,null,null,null,null,null,null,null,null,null,null,null,9,"50x50x1.6","      2x2      ","      50x50      ",1.6,2.38,3.03,11.7,4.68,1.96]
[null,null,null,null,null,null,null,null,null,null,null,null,null,null,null,null,null,null,null,null,null,null,null,null,null,null,null,null,null,null,null,null,null,null,null,null,null,null,null,10,"50x50x2.0",null,null,2,2.91,3.7,13.9,5.57,1.94]
[null,null,null,null,null,null,null,null,null,null,null,null,null,null,null,null,null,null,null,null,null,null,null,null,null,null,null,null,null,null,null,null,null,null,null,null,null,null,null,11,"50x50x2.3",null,null,2.2999999999999998,3.34,4.25,15.9,6.34,1.93]
[null,null,null,null,null,null,null,null,null,null,null,null,null,null,null,null,null,null,null,null,null,null,null,null,null,null,null,null,null,null,null,null,null,null,null,null,null,null,null,12,"50x50x3.2",null,null,3.2,4.5,5.73,20.399999999999999,8.16,1.89]
[null,null,null,null,null,null,null,null,null,null,null,null,null,null,null,null,null,null,null,null,null,null,null,null,null,null,null,null,null,null,null,null,null,null,null,null,null,null,null,13,"50x50x3.6",null,null,3.6,4.9000000000000004,6.24,21.4,8.58,1.85]
[null,null,null,null,null,null,null,null,null,null,null,null,null,null,null,null,null,null,null,null,null,null,null,null,null,null,null,null,null,null,null,null,null,null,null,null,null,null,null,14,"50x50x4.0",null,null,4,5.35,6.81,22.9,9.15,1.83]
[null,null,null,null,null,null,null,null,null,null,null,null,null,null,null,null,null,null,null,null,null,null,null,null,null,null,null,null,null,null,null,null,null,null,null,null,null,null,null,15,"50x50x5.0",null,null,5,6.39,8.14,25.7,10.3,1.78]
[null,null,null,null,null,null,null,null,null,null,null,null,null,null,null,null,null,null,null,null,null,null,null,null,null,null,null,null,null,null,null,null,null,null,null,null,null,null,null,16,"75x75x2.3","  3x3    ","  75x75    ",2.2999999999999998,5.14,6.55,57.1,15.2,2.95]
[null,null,null,null,null,null,null,null,null,null,null,null,null,null,null,null,null,null,null,null,null,null,null,null,null,null,null,null,null,null,null,null,null,null,null,null,null,null,null,17,"75x75x3.2",null,null,3.2,7.01,8.93,75.5,20.100000000000001,2.91]
[null,null,null,null,null,null,null,null,null,null,null,null,null,null,null,null,null,null,null,null,null,null,null,null,null,null,null,null,null,null,null,null,null,null,null,null,null,null,null,18,"75x75x4.0",null,null,4,8.59,10.95,90.2,24.1,2.87]
[null,null,null,null,null,null,null,null,null,null,null,null,null,null,null,null,null,null,null,null,null,null,null,null,null,null,null,null,null,null,null,null,null,null,null,null,null,null,null,19,"75x75x4.5",null,null,4.5,9.5500000000000007,12.17,98.6,26.3,2.85]
[null,null,null,null,null,null,null,null,null,null,null,null,null,null,null,null,null,null,null,null,null,null,null,null,null,null,null,null,null,null,null,null,null,null,null,null,null,null,null,20,"100x100x2.3","    4x4    ","    100x100    ",2.2999999999999998,6.95,8.85,140,27.9,3.97]
[null,null,null,null,null,null,null,null,null,null,null,null,null,null,null,null,null,null,null,null,null,null,null,null,null,null,null,null,null,null,null,null,null,null,null,null,null,null,null,21,"100x100x3.2",null,null,3.2,9.52,12.13,187,37.5,3.93]
[null,null,null,null,null,null,null,null,null,null,null,null,null,null,null,null,null,null,null,null,null,null,null,null,null,null,null,null,null,null,null,null,null,null,null,null,null,null,null,22,"100x100x4.0",null,null,4,11.7,14.95,226,45.3,3.89]
[null,null,null,null,null,null,null,null,null,null,null,null,null,null,null,null,null,null,null,null,null,null,null,null,null,null,null,null,null,null,null,null,null,null,null,null,null,null,null,23,"100x100x4.5",null,null,4.5,13.1,16.670000000000002,249,49.9,3.87]
[null,null,null,null,null,null,null,null,null,null,null,null,null,null,null,null,null,null,null,null,null,null,null,null,null,null,null,null,null,null,null,null,null,null,null,null,null,null,null,24,"100x100x6.0",null,null,6,17,21.63,311,62.3,3.79]
[null,null,null,null,null,null,null,null,null,null,null,null,null,null,null,null,null,null,null,null,null,null,null,null,null,null,null,null,null,null,null,null,null,null,null,null,null,null,null,25,"125x125x3.2","  5x5    ","  125x125    ",3.2,12,15.33,376,60.1,4.95]
[null,null,null,null,null,null,null,null,null,null,null,null,null,null,null,null,null,null,null,null,null,null,null,null,null,null,null,null,null,null,null,null,null,null,null,null,null,null,null,26,"125x125x4.5",null,null,4.5,16.600000000000001,21.17,506,80.900000000000006,4.8899999999999997]
[null,null,null,null,null,null,null,null,null,null,null,null,null,null,null,null,null,null,null,null,null,null,null,null,null,null,null,null,null,null,null,null,null,null,null,null,null,null,null,27,"125x125x5.0",null,null,5,18.3,23.36,553,88.4,4.8600000000000003]
[null,null,null,null,null,null,null,null,null,null,null,null,null,null,null,null,null,null,null,null,null,null,null,null,null,null,null,null,null,null,null,null,null,null,null,null,null,null,null,28,"125x125x6.0",null,null,6,21.7,27.63,641,103,4.82]
[null,null,null,null,null,null,null,null,null,null,null,null,null,null,null,null,null,null,null,null,null,null,null,null,null,null,null,null,null,null,null,null,null,null,null,null,null,null,null,29,"150x150x4.5","  6x6    ","  150x150    ",4.5,20.100000000000001,25.67,896,120,5.91]
[null,null,null,null,null,null,null,null,null,null,null,null,null,null,null,null,null,null,null,null,null,null,null,null,null,null,null,null,null,null,null,null,null,null,null,null,null,null,null,30,"150x150x5.0",null,null,5,22.3,28.36,982,131,5.89]
[null,null,null,null,null,null,null,null,null,null,null,null,null,null,null,null,null,null,null,null,null,null,null,null,null,null,null,null,null,null,null,null,null,null,null,null,null,null,null,31,"150x150x6.0",null,null,6,26.4,33.630000000000003,1150,153,5.84]
[null,null,null,null,null,null,null,null,null,null,null,null,null,null,null,null,null,null,null,null,null,null,null,null,null,null,null,null,null,null,null,null,null,null,null,null,null,null,null,32,"150x150x6.3",null,null,6.3,27.4,34.799999999999997,1174,156,5.8]
[]
[]
[]
[null,null,null,null,null,null,null,null,null,null,null,null,null,null,null,null,null,null,null,null,null,null,null,null,null,null,null,null,null,null,null,null,null,null,null,null,null,null,null,null,null,null,null,null,null,"Steel Sheet Piles"]
[]
[]
[]
[]
[]
[]
[]
[]
[null,null,null,null,null,null,null,null,null,null,null,null,null,null,null,null,null,null,null,null,null,null,null,null,null,null,null,null,null,null,null,null,null,null,null,null,null,null,null,null,null,"Section","Dimensions",null,null,"Sectional Area","Weight",null,"Moment of Inertia",null,"Section Modulus"]
[null,null,null,null,null,null,null,null,null,null,null,null,null,null,null,null,null,null,null,null,null,null,null,null,null,null,null,null,null,null,null,null,null,null,null,null,null,null,null,null,null,null,"w","h","t","per pile","perpile","per wall width","perpile","per wall width","perpile","per wall width"]
[null,null,null,null,null,null,null,null,null,null,null,null,null,null,null,null,null,null,null,null,null,null,null,null,null,null,null,null,null,null,null,null,null,null,null,null,null,null,null,null,null,null,"mm.","mm.","mm.","cm2","kg/m.","kg/m2","cm4","cm4","cm3","cm3/m."]
[null,null,null,null,null,null,null,null,null,null,null,null,null,null,null,null,null,null,null,null,null,null,null,null,null,null,null,null,null,null,null,null,null,null,null,null,null,null,null,null,null,null,"in.","in.","in.","in2","lbs/ft","lbs/ft2","in4","in/ft4","in3","in3/ft"]
[null,null,null,null,null,null,null,null,null,null,null,null,null,null,null,null,null,null,null,null,null,null,null,null,null,null,null,null,null,null,null,null,null,null,null,null,null,null,null,null,null,"SP-III",400,125,13,76.42,60,150,2220,16800,223,1340]
[null,null,null,null,null,null,null,null,null,null,null,null,null,null,null,null,null,null,null,null,null,null,null,null,null,null,null,null,null,null,null,null,null,null,null,null,null,null,null,null,null,null,15.7,4.92,0.51200000000000001,11.85,40.299999999999997,30.7,53.3,123,13.6,24.9]
[null,null,null,null,null,null,null,null,null,null,null,null,null,null,null,null,null,null,null,null,null,null,null,null,null,null,null,null,null,null,null,null,null,null,null,null,null,null,null,null,null,"SP-IV",400,170,15.5,96.99,76.099999999999994,190,4670,38600,362,2270]
[null,null,null,null,null,null,null,null,null,null,null,null,null,null,null,null,null,null,null,null,null,null,null,null,null,null,null,null,null,null,null,null,null,null,null,null,null,null,null,null,null,null,15.7,6.69,0.61,15.03,51.1,38.9,112,283,22.1,42.2]
[]
[]
[]
[null,null,null,null,null,null,null,null,null,null,null,null,null,null,null,null,null,null,null,null,null,null,null,null,null,null,null,null,null,null,null,null,null,null,null,null,null,null,null,null,null,null,"Round Bars SR24"]
[]
[null,null,null,null,null,null,null,null,null,null,null,null,null,null,null,null,null,null,null,null,null,null,null,null,null,null,null,null,null,null,null,null,null,null,null,null,null,null,null,null,null,null,"Size and Weight"]
[]
[]
[null,null,null,null,null,null,null,null,null,null,null,null,null,null,null,null,null,null,null,null,null,null,null,null,null,null,null,null,null,null,null,null,null,null,null,null,null,null,null,null,null,"Name","Diameter (mm.)","Weight (kg/m.)","Cross Section Area (sq.cm.)","Circumference (cm.)"]
[null,null,null,null,null,null,null,null,null,null,null,null,null,null,null,null,null,null,null,null,null,null,null,null,null,null,null,null,null,null,null,null,null,null,null,null,null,null,null,null,null,"RB 6",6,0.222,0.28299999999999997,1.88]
[null,null,null,null,null,null,null,null,null,null,null,null,null,null,null,null,null,null,null,null,null,null,null,null,null,null,null,null,null,null,null,null,null,null,null,null,null,null,null,null,null,"RB 9",9,0.499,0.63600000000000001,2.82]
[null,null,null,null,null,null,null,null,null,null,null,null,null,null,null,null,null,null,null,null,null,null,null,null,null,null,null,null,null,null,null,null,null,null,null,null,null,null,null,null,null,"RB 12",12,0.88800000000000001,1.131,3.77]
[null,null,null,null,null,null,null,null,null,null,null,null,null,null,null,null,null,null,null,null,null,null,null,null,null,null,null,null,null,null,null,null,null,null,null,null,null,null,null,null,null,"RB 15",15,1.387,1.7669999999999999,4.71]
[null,null,null,null,null,null,null,null,null,null,null,null,null,null,null,null,null,null,null,null,null,null,null,null,null,null,null,null,null,null,null,null,null,null,null,null,null,null,null,null,null,"RB 19",19,2.226,2.835,5.96]
[null,null,null,null,null,null,null,null,null,null,null,null,null,null,null,null,null,null,null,null,null,null,null,null,null,null,null,null,null,null,null,null,null,null,null,null,null,null,null,null,null,"RB 25",25,3.8530000000000002,4.9089999999999998,7.85]
[null,null,null,null,null,null,null,null,null,null,null,null,null,null,null,null,null,null,null,null,null,null,null,null,null,null,null,null,null,null,null,null,null,null,null,null,null,null,null,null,null,"RB 28",28,4.8339999999999996,6.1580000000000004,8.7899999999999991]
[null,null,null,null,null,null,null,null,null,null,null,null,null,null,null,null,null,null,null,null,null,null,null,null,null,null,null,null,null,null,null,null,null,null,null,null,null,null,null,null,null,"RB 34",34,7.1269999999999998,9.0790000000000006,10.68]
[]
[]
[]
[null,null,null,null,null,null,null,null,null,null,null,null,null,null,null,null,null,null,null,null,null,null,null,null,null,null,null,null,null,null,null,null,null,null,null,null,null,null,null,null,null,null,"Deformed Bars"]
[]
[null,null,null,null,null,null,null,null,null,null,null,null,null,null,null,null,null,null,null,null,null,null,null,null,null,null,null,null,null,null,null,null,null,null,null,null,null,null,null,null,null,null,"SD30, SD40"]
[]
[null,null,null,null,null,null,null,null,null,null,null,null,null,null,null,null,null,null,null,null,null,null,null,null,null,null,null,null,null,null,null,null,null,null,null,null,null,null,null,null,null,null,"Size and Weight"]
[]
[]
[null,null,null,null,null,null,null,null,null,null,null,null,null,null,null,null,null,null,null,null,null,null,null,null,null,null,null,null,null,null,null,null,null,null,null,null,null,null,null,null,null,"Name","Diameter (mm.)","Weight (kg/m.)","Cross Section Area (sq.cm.)","Circumference (cm.)"]
[null,null,null,null,null,null,null,null,null,null,null,null,null,null,null,null,null,null,null,null,null,null,null,null,null,null,null,null,null,null,null,null,null,null,null,null,null,null,null,null,null,"DB 10",10,0.61599999999999999,0.78500000000000003,3.14]
[null,null,null,null,null,null,null,null,null,null,null,null,null,null,null,null,null,null,null,null,null,null,null,null,null,null,null,null,null,null,null,null,null,null,null,null,null,null,null,null,null,"DB 12",12,0.88800000000000001,1.131,3.77]
[null,null,null,null,null,null,null,null,null,null,null,null,null,null,null,null,null,null,null,null,null,null,null,null,null,null,null,null,null,null,null,null,null,null,null,null,null,null,null,null,null,"DB 16",16,1.5780000000000001,2.0099999999999998,5.03]
[null,null,null,null,null,null,null,null,null,null,null,null,null,null,null,null,null,null,null,null,null,null,null,null,null,null,null,null,null,null,null,null,null,null,null,null,null,null,null,null,null,"DB 20",20,2.4660000000000002,3.1459999999999999,6.29]
[null,null,null,null,null,null,null,null,null,null,null,null,null,null,null,null,null,null,null,null,null,null,null,null,null,null,null,null,null,null,null,null,null,null,null,null,null,null,null,null,null,"DB 22",22,2.984,3.8010000000000002,6.91]
[null,null,null,null,null,null,null,null,null,null,null,null,null,null,null,null,null,null,null,null,null,null,null,null,null,null,null,null,null,null,null,null,null,null,null,null,null,null,null,null,null,"DB 25",25,3.8530000000000002,4.9080000000000004,7.86]
[null,null,null,null,null,null,null,null,null,null,null,null,null,null,null,null,null,null,null,null,null,null,null,null,null,null,null,null,null,null,null,null,null,null,null,null,null,null,null,null,null,"DB 28",28,4.8339999999999996,6.157,8.8000000000000007]
[null,null,null,null,null,null,null,null,null,null,null,null,null,null,null,null,null,null,null,null,null,null,null,null,null,null,null,null,null,null,null,null,null,null,null,null,null,null,null,null,null,"DB 32",32,6.3129999999999997,8.0419999999999998,10.06]
[null,null,null,null,null,null,null,null,null,null,null,null,null,null,null,null,null,null,null,null,null,null,null,null,null,null,null,null,null,null,null,null,null,null,null,null,null,null,null,null,null,"DB 36",36,7.99,10.178000000000001,11.31]
[null,null,null,null,null,null,null,null,null,null,null,null,null,null,null,null,null,null,null,null,null,null,null,null,null,null,null,null,null,null,null,null,null,null,null,null,null,null,null,null,null,"DB 40",40,9.8650000000000002,12.566000000000001,12.6]
[]
[]
[]
[null,null,null,null,null,null,null,null,null,null,null,null,null,null,null,null,null,null,null,null,null,null,null,null,null,null,null,null,null,null,null,null,null,null,null,null,null,null,null,null,null,null,null,null,null,"Checkered Plates"]
[]
[null,null,null,null,null,null,null,null,null,null,null,null,null,null,null,null,null,null,null,null,null,null,null,null,null,null,null,null,null,null,null,null,null,null,null,null,null,null,null,null,null,null,null,null,null,"JIS G3101 SS400"]
[]
[null,null,null,null,null,null,null,null,null,null,null,null,null,null,null,null,null,null,null,null,null,null,null,null,null,null,null,null,null,null,null,null,null,null,null,null,null,null,null,null,null,null,null,null,null,"Standard Size and Weight Table, kg/cut-lenght sheet"]
[]
[]
[]
[]
[null,null,null,null,null,null,null,null,null,null,null,null,null,null,null,null,null,null,null,null,null,null,null,null,null,null,null,null,null,null,null,null,null,null,null,null,null,null,null,null,null,"Thickness","Weight kg/m2 ","Width and Length, mm. (Figures in the lower e.g. 3x6 are nominal sizes in feet.)"]
[null,null,null,null,null,null,null,null,null,null,null,null,null,null,null,null,null,null,null,null,null,null,null,null,null,null,null,null,null,null,null,null,null,null,null,null,null,null,null,null,null,null,null,"914x1,829","914x3,658","1,219x2,438","1,219x3,048","1,219x4,877","1,219x6,096","1,524x3,048","1,524x6,096"]
[null,null,null,null,null,null,null,null,null,null,null,null,null,null,null,null,null,null,null,null,null,null,null,null,null,null,null,null,null,null,null,null,null,null,null,null,null,null,null,null,null,"mm.",null,"(3x6)","(3x12)","(4x8)","(4x10)","(4x16)","(4x20)","(5x10)","(5x20)"]
[null,null,null,null,null,null,null,null,null,null,null,null,null,null,null,null,null,null,null,null,null,null,null,null,null,null,null,null,null,null,null,null,null,null,null,null,null,null,null,null,null,2.2999999999999998,19.73,33,66,58.6,73.3,177,"-","-","-"]
[null,null,null,null,null,null,null,null,null,null,null,null,null,null,null,null,null,null,null,null,null,null,null,null,null,null,null,null,null,null,null,null,null,null,null,null,null,null,null,null,null,3.2,26.79,44.8,89.6,79.599999999999994,99.6,159,199,"-","-"]
[null,null,null,null,null,null,null,null,null,null,null,null,null,null,null,null,null,null,null,null,null,null,null,null,null,null,null,null,null,null,null,null,null,null,null,null,null,null,null,null,null,4.5,36.99,61.8,124,110,137,220,275,172,344]
[null,null,null,null,null,null,null,null,null,null,null,null,null,null,null,null,null,null,null,null,null,null,null,null,null,null,null,null,null,null,null,null,null,null,null,null,null,null,null,null,null,6,48.77,81.5,163,145,181,290,362,227,453]
[null,null,null,null,null,null,null,null,null,null,null,null,null,null,null,null,null,null,null,null,null,null,null,null,null,null,null,null,null,null,null,null,null,null,null,null,null,null,null,null,null,8,64.47,108,216,192,240,383,479,299,599]
[null,null,null,null,null,null,null,null,null,null,null,null,null,null,null,null,null,null,null,null,null,null,null,null,null,null,null,null,null,null,null,null,null,null,null,null,null,null,null,null,null,9,72.319999999999993,121,242,215,269,430,537,336,672]
[null,null,null,null,null,null,null,null,null,null,null,null,null,null,null,null,null,null,null,null,null,null,null,null,null,null,null,null,null,null,null,null,null,null,null,null,null,null,null,null,null,10,80.17,134,268,238,298,477,596,372,745]
[]
[]
[]
[null,null,null,null,null,null,null,null,null,null,null,null,null,null,null,null,null,null,null,null,null,null,null,null,null,null,null,null,null,null,null,null,null,null,null,null,null,null,null,null,null,null,"Flat Bars"]
[]
[null,null,null,null,null,null,null,null,null,null,null,null,null,null,null,null,null,null,null,null,null,null,null,null,null,null,null,null,null,null,null,null,null,null,null,null,null,null,null,null,null,null,"(Metric Size)"]
[]
[]
[null,null,null,null,null,null,null,null,null,null,null,null,null,null,null,null,null,null,null,null,null,null,null,null,null,null,null,null,null,null,null,null,null,null,null,null,null,null,null,null,null,"Standard Sectional Dimension",null,"Sectional Area cm2","Unit Weight kg/m.",null,"Standard Sectional Dimension",null,"Sectional Area cm2","Unit Weight kg/m."]
[null,null,null,null,null,null,null,null,null,null,null,null,null,null,null,null,null,null,null,null,null,null,null,null,null,null,null,null,null,null,null,null,null,null,null,null,null,null,null,null,null,"Thickness mm.","Width mm.",null,null,null,"Thickness mm.","Width mm."]
[null,null,null,null,null,null,null,null,null,null,null,null,null,null,null,null,null,null,null,null,null,null,null,null,null,null,null,null,null,null,null,null,null,null,null,null,null,null,null,null,null,"    4.5    ",25,1.125,0.88,null,"              19              ",38,7.22,5.67]
[null,null,null,null,null,null,null,null,null,null,null,null,null,null,null,null,null,null,null,null,null,null,null,null,null,null,null,null,null,null,null,null,null,null,null,null,null,null,null,null,null,null,32,1.44,1.1299999999999999,null,null,44,8.36,6.56]
[null,null,null,null,null,null,null,null,null,null,null,null,null,null,null,null,null,null,null,null,null,null,null,null,null,null,null,null,null,null,null,null,null,null,null,null,null,null,null,null,null,null,38,1.71,1.34,null,null,50,9.5,7.46]
[null,null,null,null,null,null,null,null,null,null,null,null,null,null,null,null,null,null,null,null,null,null,null,null,null,null,null,null,null,null,null,null,null,null,null,null,null,null,null,null,null,null,44,1.98,1.55,null,null,65,12.35,9.69]
[null,null,null,null,null,null,null,null,null,null,null,null,null,null,null,null,null,null,null,null,null,null,null,null,null,null,null,null,null,null,null,null,null,null,null,null,null,null,null,null,null,null,50,2.25,1.77,null,null,75,14.25,11.2]
[null,null,null,null,null,null,null,null,null,null,null,null,null,null,null,null,null,null,null,null,null,null,null,null,null,null,null,null,null,null,null,null,null,null,null,null,null,null,null,null,null,"        6          ",25,1.5,1.18,null,null,90,17.100000000000001,13.4]
[null,null,null,null,null,null,null,null,null,null,null,null,null,null,null,null,null,null,null,null,null,null,null,null,null,null,null,null,null,null,null,null,null,null,null,null,null,null,null,null,null,null,32,1.92,1.51,null,null,100,19,14.9]
[null,null,null,null,null,null,null,null,null,null,null,null,null,null,null,null,null,null,null,null,null,null,null,null,null,null,null,null,null,null,null,null,null,null,null,null,null,null,null,null,null,null,38,2.2799999999999998,1.79,null,null,125,23.75,18.600000000000001]
[null,null,null,null,null,null,null,null,null,null,null,null,null,null,null,null,null,null,null,null,null,null,null,null,null,null,null,null,null,null,null,null,null,null,null,null,null,null,null,null,null,null,44,2.64,2.0699999999999998,null,null,150,28.5,22.4]
[null,null,null,null,null,null,null,null,null,null,null,null,null,null,null,null,null,null,null,null,null,null,null,null,null,null,null,null,null,null,null,null,null,null,null,null,null,null,null,null,null,null,50,3,2.36,null,null,180,34.200000000000003,26.8]
[null,null,null,null,null,null,null,null,null,null,null,null,null,null,null,null,null,null,null,null,null,null,null,null,null,null,null,null,null,null,null,null,null,null,null,null,null,null,null,null,null,null,65,3.9,3.06,null,null,200,38,29.8]
[null,null,null,null,null,null,null,null,null,null,null,null,null,null,null,null,null,null,null,null,null,null,null,null,null,null,null,null,null,null,null,null,null,null,null,null,null,null,null,null,null,null,75,4.5,3.53,null,null,230,43.7,34.299999999999997]
[null,null,null,null,null,null,null,null,null,null,null,null,null,null,null,null,null,null,null,null,null,null,null,null,null,null,null,null,null,null,null,null,null,null,null,null,null,null,null,null,null,null,90,5.4,4.24,null,null,250,47.5,37.299999999999997]
[null,null,null,null,null,null,null,null,null,null,null,null,null,null,null,null,null,null,null,null,null,null,null,null,null,null,null,null,null,null,null,null,null,null,null,null,null,null,null,null,null,null,100,6,4.71,null,null,280,53.2,41.8]
[null,null,null,null,null,null,null,null,null,null,null,null,null,null,null,null,null,null,null,null,null,null,null,null,null,null,null,null,null,null,null,null,null,null,null,null,null,null,null,null,null,null,125,7.5,5.89,null,null,300,57,44.7]
[null,null,null,null,null,null,null,null,null,null,null,null,null,null,null,null,null,null,null,null,null,null,null,null,null,null,null,null,null,null,null,null,null,null,null,null,null,null,null,null,null,"        8          ",25,2,1.57,null,"            22            ",50,11,8.64]
[null,null,null,null,null,null,null,null,null,null,null,null,null,null,null,null,null,null,null,null,null,null,null,null,null,null,null,null,null,null,null,null,null,null,null,null,null,null,null,null,null,null,32,2.56,2.0099999999999998,null,null,65,14.3,11.2]
[null,null,null,null,null,null,null,null,null,null,null,null,null,null,null,null,null,null,null,null,null,null,null,null,null,null,null,null,null,null,null,null,null,null,null,null,null,null,null,null,null,null,38,3.04,2.39,null,null,75,16.5,13]
[null,null,null,null,null,null,null,null,null,null,null,null,null,null,null,null,null,null,null,null,null,null,null,null,null,null,null,null,null,null,null,null,null,null,null,null,null,null,null,null,null,null,44,3.52,2.76,null,null,90,19.8,15.5]
[null,null,null,null,null,null,null,null,null,null,null,null,null,null,null,null,null,null,null,null,null,null,null,null,null,null,null,null,null,null,null,null,null,null,null,null,null,null,null,null,null,null,50,1,3.14,null,null,100,22,17.3]
[null,null,null,null,null,null,null,null,null,null,null,null,null,null,null,null,null,null,null,null,null,null,null,null,null,null,null,null,null,null,null,null,null,null,null,null,null,null,null,null,null,null,65,5.2,4.08,null,null,125,27.5,21.6]
[null,null,null,null,null,null,null,null,null,null,null,null,null,null,null,null,null,null,null,null,null,null,null,null,null,null,null,null,null,null,null,null,null,null,null,null,null,null,null,null,null,null,75,6,4.71,null,null,150,33,25.9]
[null,null,null,null,null,null,null,null,null,null,null,null,null,null,null,null,null,null,null,null,null,null,null,null,null,null,null,null,null,null,null,null,null,null,null,null,null,null,null,null,null,null,90,7.2,5.65,null,null,180,39.6,31.1]
[null,null,null,null,null,null,null,null,null,null,null,null,null,null,null,null,null,null,null,null,null,null,null,null,null,null,null,null,null,null,null,null,null,null,null,null,null,null,null,null,null,null,100,8,6.28,null,null,200,44,34.5]
[null,null,null,null,null,null,null,null,null,null,null,null,null,null,null,null,null,null,null,null,null,null,null,null,null,null,null,null,null,null,null,null,null,null,null,null,null,null,null,null,null,null,125,10,7.85,null,null,230,50.6,39.700000000000003]
[null,null,null,null,null,null,null,null,null,null,null,null,null,null,null,null,null,null,null,null,null,null,null,null,null,null,null,null,null,null,null,null,null,null,null,null,null,null,null,null,null,"              9              ",25,2.25,1.77,null,null,250,55,43.2]
[null,null,null,null,null,null,null,null,null,null,null,null,null,null,null,null,null,null,null,null,null,null,null,null,null,null,null,null,null,null,null,null,null,null,null,null,null,null,null,null,null,null,32,2.2799999999999998,2.2599999999999998,null,null,280,61.6,48.4]
[null,null,null,null,null,null,null,null,null,null,null,null,null,null,null,null,null,null,null,null,null,null,null,null,null,null,null,null,null,null,null,null,null,null,null,null,null,null,null,null,null,null,38,3.42,2.68,null,null,300,66,51.8]
[null,null,null,null,null,null,null,null,null,null,null,null,null,null,null,null,null,null,null,null,null,null,null,null,null,null,null,null,null,null,null,null,null,null,null,null,null,null,null,null,null,null,44,3.96,3.11,null,"            25            ",50,12.5,9.81]
[null,null,null,null,null,null,null,null,null,null,null,null,null,null,null,null,null,null,null,null,null,null,null,null,null,null,null,null,null,null,null,null,null,null,null,null,null,null,null,null,null,null,50,4.5,3.53,null,null,65,16.25,12.8]
[null,null,null,null,null,null,null,null,null,null,null,null,null,null,null,null,null,null,null,null,null,null,null,null,null,null,null,null,null,null,null,null,null,null,null,null,null,null,null,null,null,null,65,5.85,4.59,null,null,75,18.75,14.7]
[null,null,null,null,null,null,null,null,null,null,null,null,null,null,null,null,null,null,null,null,null,null,null,null,null,null,null,null,null,null,null,null,null,null,null,null,null,null,null,null,null,null,75,6.75,5.3,null,null,90,22.5,17.7]
[null,null,null,null,null,null,null,null,null,null,null,null,null,null,null,null,null,null,null,null,null,null,null,null,null,null,null,null,null,null,null,null,null,null,null,null,null,null,null,null,null,null,90,8.1,6.36,null,null,100,25,19.600000000000001]
[null,null,null,null,null,null,null,null,null,null,null,null,null,null,null,null,null,null,null,null,null,null,null,null,null,null,null,null,null,null,null,null,null,null,null,null,null,null,null,null,null,null,100,9,7.06,null,null,125,31.25,24.5]
[null,null,null,null,null,null,null,null,null,null,null,null,null,null,null,null,null,null,null,null,null,null,null,null,null,null,null,null,null,null,null,null,null,null,null,null,null,null,null,null,null,null,125,11.25,8.83,null,null,150,37.5,29.4]
[null,null,null,null,null,null,null,null,null,null,null,null,null,null,null,null,null,null,null,null,null,null,null,null,null,null,null,null,null,null,null,null,null,null,null,null,null,null,null,null,null,null,150,13.5,10.6,null,null,1180,45,35.299999999999997]
[null,null,null,null,null,null,null,null,null,null,null,null,null,null,null,null,null,null,null,null,null,null,null,null,null,null,null,null,null,null,null,null,null,null,null,null,null,null,null,null,null,null,180,16.2,12.7,null,null,200,50,39.200000000000003]
[null,null,null,null,null,null,null,null,null,null,null,null,null,null,null,null,null,null,null,null,null,null,null,null,null,null,null,null,null,null,null,null,null,null,null,null,null,null,null,null,null,null,200,18,14.1,null,null,230,57.5,45.1]
[null,null,null,null,null,null,null,null,null,null,null,null,null,null,null,null,null,null,null,null,null,null,null,null,null,null,null,null,null,null,null,null,null,null,null,null,null,null,null,null,null,null,230,20.7,16.2,null,null,250,62.5,49.1]
[null,null,null,null,null,null,null,null,null,null,null,null,null,null,null,null,null,null,null,null,null,null,null,null,null,null,null,null,null,null,null,null,null,null,null,null,null,null,null,null,null,null,250,22.5,17.7,null,null,280,70,55]
[null,null,null,null,null,null,null,null,null,null,null,null,null,null,null,null,null,null,null,null,null,null,null,null,null,null,null,null,null,null,null,null,null,null,null,null,null,null,null,null,null,"                12                ",25,3,2.36,null,null,300,75,58.9]
[null,null,null,null,null,null,null,null,null,null,null,null,null,null,null,null,null,null,null,null,null,null,null,null,null,null,null,null,null,null,null,null,null,null,null,null,null,null,null,null,null,null,32,3.81,3.01,null,"        28        ",100,28,22]
[null,null,null,null,null,null,null,null,null,null,null,null,null,null,null,null,null,null,null,null,null,null,null,null,null,null,null,null,null,null,null,null,null,null,null,null,null,null,null,null,null,null,38,4.5599999999999996,3.58,null,null,125,35,27.5]
[null,null,null,null,null,null,null,null,null,null,null,null,null,null,null,null,null,null,null,null,null,null,null,null,null,null,null,null,null,null,null,null,null,null,null,null,null,null,null,null,null,null,44,5.28,4.1399999999999997,null,null,150,42,33]
[null,null,null,null,null,null,null,null,null,null,null,null,null,null,null,null,null,null,null,null,null,null,null,null,null,null,null,null,null,null,null,null,null,null,null,null,null,null,null,null,null,null,50,6,4.71,null,null,180,50.4,39.6]
[null,null,null,null,null,null,null,null,null,null,null,null,null,null,null,null,null,null,null,null,null,null,null,null,null,null,null,null,null,null,null,null,null,null,null,null,null,null,null,null,null,null,65,7.8,6.12,null,null,200,56,44]
[null,null,null,null,null,null,null,null,null,null,null,null,null,null,null,null,null,null,null,null,null,null,null,null,null,null,null,null,null,null,null,null,null,null,null,null,null,null,null,null,null,null,75,9,7.06,null,null,230,64.400000000000006,550.6]
[null,null,null,null,null,null,null,null,null,null,null,null,null,null,null,null,null,null,null,null,null,null,null,null,null,null,null,null,null,null,null,null,null,null,null,null,null,null,null,null,null,null,90,10.8,8.48,null,null,250,70,55]
[null,null,null,null,null,null,null,null,null,null,null,null,null,null,null,null,null,null,null,null,null,null,null,null,null,null,null,null,null,null,null,null,null,null,null,null,null,null,null,null,null,null,100,12,9.42,null,null,280,78.400000000000006,61.5]
[null,null,null,null,null,null,null,null,null,null,null,null,null,null,null,null,null,null,null,null,null,null,null,null,null,null,null,null,null,null,null,null,null,null,null,null,null,null,null,null,null,null,125,15,11.8,null,null,300,84,65.900000000000006]
[null,null,null,null,null,null,null,null,null,null,null,null,null,null,null,null,null,null,null,null,null,null,null,null,null,null,null,null,null,null,null,null,null,null,null,null,null,null,null,null,null,null,150,18,14.1,null,"        32        ",100,32,25.1]
[null,null,null,null,null,null,null,null,null,null,null,null,null,null,null,null,null,null,null,null,null,null,null,null,null,null,null,null,null,null,null,null,null,null,null,null,null,null,null,null,null,null,180,21.6,17,null,null,125,40,31.4]
[null,null,null,null,null,null,null,null,null,null,null,null,null,null,null,null,null,null,null,null,null,null,null,null,null,null,null,null,null,null,null,null,null,null,null,null,null,null,null,null,null,null,200,24,18.8,null,null,150,48,37.700000000000003]
[null,null,null,null,null,null,null,null,null,null,null,null,null,null,null,null,null,null,null,null,null,null,null,null,null,null,null,null,null,null,null,null,null,null,null,null,null,null,null,null,null,null,230,27.6,21.7,null,null,180,57.6,45.2]
[null,null,null,null,null,null,null,null,null,null,null,null,null,null,null,null,null,null,null,null,null,null,null,null,null,null,null,null,null,null,null,null,null,null,null,null,null,null,null,null,null,null,250,30,23.6,null,null,200,64,50.2]
[null,null,null,null,null,null,null,null,null,null,null,null,null,null,null,null,null,null,null,null,null,null,null,null,null,null,null,null,null,null,null,null,null,null,null,null,null,null,null,null,null,null,280,33.6,26.4,null,null,130,73.599999999999994,57.8]
[null,null,null,null,null,null,null,null,null,null,null,null,null,null,null,null,null,null,null,null,null,null,null,null,null,null,null,null,null,null,null,null,null,null,null,null,null,null,null,null,null,null,300,36,28.3,null,null,250,80,62.8]
[null,null,null,null,null,null,null,null,null,null,null,null,null,null,null,null,null,null,null,null,null,null,null,null,null,null,null,null,null,null,null,null,null,null,null,null,null,null,null,null,null,"              16                ",32,5.12,4.0199999999999996,null,null,280,89.6,70.3]
[null,null,null,null,null,null,null,null,null,null,null,null,null,null,null,null,null,null,null,null,null,null,null,null,null,null,null,null,null,null,null,null,null,null,null,null,null,null,null,null,null,null,38,6.08,4.7699999999999996,null,null,300,96,75.400000000000006]
[null,null,null,null,null,null,null,null,null,null,null,null,null,null,null,null,null,null,null,null,null,null,null,null,null,null,null,null,null,null,null,null,null,null,null,null,null,null,null,null,null,null,44,7.04,5.53,null,"        36        ",100,36,28.3]
[null,null,null,null,null,null,null,null,null,null,null,null,null,null,null,null,null,null,null,null,null,null,null,null,null,null,null,null,null,null,null,null,null,null,null,null,null,null,null,null,null,null,50,8,6.28,null,null,125,45,35.299999999999997]
[null,null,null,null,null,null,null,null,null,null,null,null,null,null,null,null,null,null,null,null,null,null,null,null,null,null,null,null,null,null,null,null,null,null,null,null,null,null,null,null,null,null,65,10.4,8.16,null,null,150,54,42.4]
[null,null,null,null,null,null,null,null,null,null,null,null,null,null,null,null,null,null,null,null,null,null,null,null,null,null,null,null,null,null,null,null,null,null,null,null,null,null,null,null,null,null,75,12,9.42,null,null,180,64.8,50.9]
[null,null,null,null,null,null,null,null,null,null,null,null,null,null,null,null,null,null,null,null,null,null,null,null,null,null,null,null,null,null,null,null,null,null,null,null,null,null,null,null,null,null,90,14.4,11.3,null,null,200,72,56.5]
[null,null,null,null,null,null,null,null,null,null,null,null,null,null,null,null,null,null,null,null,null,null,null,null,null,null,null,null,null,null,null,null,null,null,null,null,null,null,null,null,null,null,100,16,12.6,null,null,130,82.8,65]
[null,null,null,null,null,null,null,null,null,null,null,null,null,null,null,null,null,null,null,null,null,null,null,null,null,null,null,null,null,null,null,null,null,null,null,null,null,null,null,null,null,null,125,20,15.7,null,null,250,90,70.599999999999994]
[null,null,null,null,null,null,null,null,null,null,null,null,null,null,null,null,null,null,null,null,null,null,null,null,null,null,null,null,null,null,null,null,null,null,null,null,null,null,null,null,null,null,150,24,18.8,null,null,280,100.8,79.099999999999994]
[null,null,null,null,null,null,null,null,null,null,null,null,null,null,null,null,null,null,null,null,null,null,null,null,null,null,null,null,null,null,null,null,null,null,null,null,null,null,null,null,null,null,180,28.8,22.6,null,null,300,108,84.8]
[null,null,null,null,null,null,null,null,null,null,null,null,null,null,null,null,null,null,null,null,null,null,null,null,null,null,null,null,null,null,null,null,null,null,null,null,null,null,null,null,null,null,200,32,25.1]
[null,null,null,null,null,null,null,null,null,null,null,null,null,null,null,null,null,null,null,null,null,null,null,null,null,null,null,null,null,null,null,null,null,null,null,null,null,null,null,null,null,null,230,36.799999999999997,28.9]
[null,null,null,null,null,null,null,null,null,null,null,null,null,null,null,null,null,null,null,null,null,null,null,null,null,null,null,null,null,null,null,null,null,null,null,null,null,null,null,null,null,null,250,40,31.4]
[null,null,null,null,null,null,null,null,null,null,null,null,null,null,null,null,null,null,null,null,null,null,null,null,null,null,null,null,null,null,null,null,null,null,null,null,null,null,null,null,null,null,280,44.8,35.200000000000003]
[null,null,null,null,null,null,null,null,null,null,null,null,null,null,null,null,null,null,null,null,null,null,null,null,null,null,null,null,null,null,null,null,null,null,null,null,null,null,null,null,null,null,300,48,37.700000000000003]
[]
[]
[]
[null,null,null,null,null,null,null,null,null,null,null,null,null,null,null,null,null,null,null,null,null,null,null,null,null,null,null,null,null,null,null,null,null,null,null,null,null,null,null,null,null,null,null,null,null,"Plates"]
[]
[null,null,null,null,null,null,null,null,null,null,null,null,null,null,null,null,null,null,null,null,null,null,null,null,null,null,null,null,null,null,null,null,null,null,null,null,null,null,null,null,null,null,null,null,null,"JIS G3101 SS400 (Metirc Size)"]
[]
[null,null,null,null,null,null,null,null,null,null,null,null,null,null,null,null,null,null,null,null,null,null,null,null,null,null,null,null,null,null,null,null,null,null,null,null,null,null,null,null,null,null,null,null,null,"Kilograms of Standard Size (JIS - 0.7293 Kg/mm. ft2)"]
[]
[null,null,null,null,null,null,null,null,null,null,null,null,null,null,null,null,null,null,null,null,null,null,null,null,null,null,null,null,null,null,null,null,null,null,null,null,null,null,null,null,null,null,null,null,null,"Size & Properties"]
[]
[]
[null,null,null,null,null,null,null,null,null,null,null,null,null,null,null,null,null,null,null,null,null,null,null,null,null,null,null,null,null,null,null,null,null,null,null,null,null,null,null,null,null,"Thickness","Unit Weight","Width x Length, ft2 Area, ft2"]
[null,null,null,null,null,null,null,null,null,null,null,null,null,null,null,null,null,null,null,null,null,null,null,null,null,null,null,null,null,null,null,null,null,null,null,null,null,null,null,null,null,null,null,"3x6","4x8","4x10","4x16","4x20","5x10","5x20","5x30","5x40","6x30","6x40"]
[null,null,null,null,null,null,null,null,null,null,null,null,null,null,null,null,null,null,null,null,null,null,null,null,null,null,null,null,null,null,null,null,null,null,null,null,null,null,null,null,null,"mm.","kg./ft2",18,32,40,64,80,50,100,150,200,180,240]
[null,null,null,null,null,null,null,null,null,null,null,null,null,null,null,null,null,null,null,null,null,null,null,null,null,null,null,null,null,null,null,null,null,null,null,null,null,null,null,null,null,3.2,2.3340000000000001,42,74.7,93.4,149,187,117,233,350,467,420,560]
[null,null,null,null,null,null,null,null,null,null,null,null,null,null,null,null,null,null,null,null,null,null,null,null,null,null,null,null,null,null,null,null,null,null,null,null,null,null,null,null,null,4.5,3.282,59.1,105,131,200,263,164,328,492,656,591,788]
[null,null,null,null,null,null,null,null,null,null,null,null,null,null,null,null,null,null,null,null,null,null,null,null,null,null,null,null,null,null,null,null,null,null,null,null,null,null,null,null,null,5,3.6459999999999999,65.599999999999994,117,146,233,292,182,365,547,729,656,875]
[null,null,null,null,null,null,null,null,null,null,null,null,null,null,null,null,null,null,null,null,null,null,null,null,null,null,null,null,null,null,null,null,null,null,null,null,null,null,null,null,null,6,4.3760000000000003,78.8,140,175,280,350,219,438,656,875,788,1050]
[null,null,null,null,null,null,null,null,null,null,null,null,null,null,null,null,null,null,null,null,null,null,null,null,null,null,null,null,null,null,null,null,null,null,null,null,null,null,null,null,null,7,5.1050000000000004,91.9,183,204,327,408,255,510,766,1021,919,1225]
[null,null,null,null,null,null,null,null,null,null,null,null,null,null,null,null,null,null,null,null,null,null,null,null,null,null,null,null,null,null,null,null,null,null,null,null,null,null,null,null,null,8,5.3840000000000003,105,187,233,373,467,292,583,875,1167,1050,1400]
[null,null,null,null,null,null,null,null,null,null,null,null,null,null,null,null,null,null,null,null,null,null,null,null,null,null,null,null,null,null,null,null,null,null,null,null,null,null,null,null,null,9,6.5640000000000001,118,210,263,420,525,328,656,985,1313,1182,1575]
[null,null,null,null,null,null,null,null,null,null,null,null,null,null,null,null,null,null,null,null,null,null,null,null,null,null,null,null,null,null,null,null,null,null,null,null,null,null,null,null,null,10,7.2930000000000001,131,233,292,467,583,365,729,1094,1459,1313,1750]
[null,null,null,null,null,null,null,null,null,null,null,null,null,null,null,null,null,null,null,null,null,null,null,null,null,null,null,null,null,null,null,null,null,null,null,null,null,null,null,null,null,11,8.0220000000000002,144,257,321,513,642,401,802,1203,1604,1444,1925]
[null,null,null,null,null,null,null,null,null,null,null,null,null,null,null,null,null,null,null,null,null,null,null,null,null,null,null,null,null,null,null,null,null,null,null,null,null,null,null,null,null,12,8.7520000000000007,158,280,350,560,700,438,875,1313,1750,1575,2100]
[null,null,null,null,null,null,null,null,null,null,null,null,null,null,null,null,null,null,null,null,null,null,null,null,null,null,null,null,null,null,null,null,null,null,null,null,null,null,null,null,null,12.7,9.2620000000000005,167,296,370,593,741,463,926,1389,1852,1667,2223]
[null,null,null,null,null,null,null,null,null,null,null,null,null,null,null,null,null,null,null,null,null,null,null,null,null,null,null,null,null,null,null,null,null,null,null,null,null,null,null,null,null,13,9.4809999999999999,171,303,379,607,758,474,948,1422,1896,1707,2275]
[null,null,null,null,null,null,null,null,null,null,null,null,null,null,null,null,null,null,null,null,null,null,null,null,null,null,null,null,null,null,null,null,null,null,null,null,null,null,null,null,null,14,10.210000000000001,184,327,408,653,817,510,1021,1532,2042,1838,2450]
[null,null,null,null,null,null,null,null,null,null,null,null,null,null,null,null,null,null,null,null,null,null,null,null,null,null,null,null,null,null,null,null,null,null,null,null,null,null,null,null,null,15,10.94,197,350,438,700,875,549,1094,1641,2188,1969,2626]
[null,null,null,null,null,null,null,null,null,null,null,null,null,null,null,null,null,null,null,null,null,null,null,null,null,null,null,null,null,null,null,null,null,null,null,null,null,null,null,null,null,16,11.67,210,373,467,747,934,684,1167,1750,2334,2101,2801]
[null,null,null,null,null,null,null,null,null,null,null,null,null,null,null,null,null,null,null,null,null,null,null,null,null,null,null,null,null,null,null,null,null,null,null,null,null,null,null,null,null,17,12.4,223,397,496,794,992,620,1240,1860,2480,2232,2976]
[null,null,null,null,null,null,null,null,null,null,null,null,null,null,null,null,null,null,null,null,null,null,null,null,null,null,null,null,null,null,null,null,null,null,null,null,null,null,null,null,null,18,13.13,236,420,525,840,1050,656,1313,1970,2626,2363,2151]
[null,null,null,null,null,null,null,null,null,null,null,null,null,null,null,null,null,null,null,null,null,null,null,null,null,null,null,null,null,null,null,null,null,null,null,null,null,null,null,null,null,19,13.86,249,444,554,887,1109,693,1386,2079,2772,2495,3326]
[null,null,null,null,null,null,null,null,null,null,null,null,null,null,null,null,null,null,null,null,null,null,null,null,null,null,null,null,null,null,null,null,null,null,null,null,null,null,null,null,null,20,14.59,263,467,584,934,1167,730,1459,2188,2918,262666,3502]
[null,null,null,null,null,null,null,null,null,null,null,null,null,null,null,null,null,null,null,null,null,null,null,null,null,null,null,null,null,null,null,null,null,null,null,null,null,null,null,null,null,21,15.32,276,490,613,980,1226,766,1532,2298,3064,2758,3677]
[null,null,null,null,null,null,null,null,null,null,null,null,null,null,null,null,null,null,null,null,null,null,null,null,null,null,null,null,null,null,null,null,null,null,null,null,null,null,null,null,null,22,16.04,289,513,642,1027,1283,802,1604,2406,3208,2887,3850]
[null,null,null,null,null,null,null,null,null,null,null,null,null,null,null,null,null,null,null,null,null,null,null,null,null,null,null,null,null,null,null,null,null,null,null,null,null,null,null,null,null,23,16.77,302,537,671,1073,1342,838,1677,2516,3354,3019,4025]
[null,null,null,null,null,null,null,null,null,null,null,null,null,null,null,null,null,null,null,null,null,null,null,null,null,null,null,null,null,null,null,null,null,null,null,null,null,null,null,null,null,24,17.5,315,560,700,1120,1400,875,1750,2625,3500,3150,4200]
[null,null,null,null,null,null,null,null,null,null,null,null,null,null,null,null,null,null,null,null,null,null,null,null,null,null,null,null,null,null,null,null,null,null,null,null,null,null,null,null,null,25,18.23,328,583,729,1167,1458,912,1823,2734,3646,3281,4375]
[null,null,null,null,null,null,null,null,null,null,null,null,null,null,null,null,null,null,null,null,null,null,null,null,null,null,null,null,null,null,null,null,null,null,null,null,null,null,null,null,null,25.4,18.52,333,593,741,1185,1482,926,1852,2778,3704,3334,4445]
[null,null,null,null,null,null,null,null,null,null,null,null,null,null,null,null,null,null,null,null,null,null,null,null,null,null,null,null,null,null,null,null,null,null,null,null,null,null,null,null,null,26,18.96,341,607,758,1213,1517,948,1896,2844,3792,3413,4550]
[null,null,null,null,null,null,null,null,null,null,null,null,null,null,null,null,null,null,null,null,null,null,null,null,null,null,null,null,null,null,null,null,null,null,null,null,null,null,null,null,null,27,19.690000000000001,354,630,788,1260,1575,984,1969,2954,3938,null,4726]
[null,null,null,null,null,null,null,null,null,null,null,null,null,null,null,null,null,null,null,null,null,null,null,null,null,null,null,null,null,null,null,null,null,null,null,null,null,null,null,null,null,28,20.420000000000002,368,653,817,1307,1634,1021,2042,3063,4084,3544,4901]
[null,null,null,null,null,null,null,null,null,null,null,null,null,null,null,null,null,null,null,null,null,null,null,null,null,null,null,null,null,null,null,null,null,null,null,null,null,null,null,null,null,29,21.15,381,677,846,1354,1692,1058,2115,3172,4230,3676,5076]
[null,null,null,null,null,null,null,null,null,null,null,null,null,null,null,null,null,null,null,null,null,null,null,null,null,null,null,null,null,null,null,null,null,null,null,null,null,null,null,null,null,30,21.88,394,700,875,1400,1750,1094,2188,3282,4376,3807,5251]
[null,null,null,null,null,null,null,null,null,null,null,null,null,null,null,null,null,null,null,null,null,null,null,null,null,null,null,null,null,null,null,null,null,null,null,null,null,null,null,null,null,32,23.34,420,747,934,1494,1867,1167,2334,3501,4668,3938,5602]
[null,null,null,null,null,null,null,null,null,null,null,null,null,null,null,null,null,null,null,null,null,null,null,null,null,null,null,null,null,null,null,null,null,null,null,null,null,null,null,null,null,34,24.8,446,794,992,1587,1984,1240,2480,3720,4960,4201,5952]
[null,null,null,null,null,null,null,null,null,null,null,null,null,null,null,null,null,null,null,null,null,null,null,null,null,null,null,null,null,null,null,null,null,null,null,null,null,null,null,null,null,36,26.25,472,840,1050,1680,2100,1312,2625,3938,5250,4464,6300]
[null,null,null,null,null,null,null,null,null,null,null,null,null,null,null,null,null,null,null,null,null,null,null,null,null,null,null,null,null,null,null,null,null,null,null,null,null,null,null,null,null,38,27.71,499,887,1108,1773,2217,1386,2771,4156,5542,4725,6650]
[null,null,null,null,null,null,null,null,null,null,null,null,null,null,null,null,null,null,null,null,null,null,null,null,null,null,null,null,null,null,null,null,null,null,null,null,null,null,null,null,null,40,29.17,525,933,1167,1867,2334,1458,2917,4376,5834,4988,7001]
[null,null,null,null,null,null,null,null,null,null,null,null,null,null,null,null,null,null,null,null,null,null,null,null,null,null,null,null,null,null,null,null,null,null,null,null,null,null,null,null,null,45,32.82,591,1050,1313,2100,2626,1614,3282,4923,6564,5251,7877]
[null,null,null,null,null,null,null,null,null,null,null,null,null,null,null,null,null,null,null,null,null,null,null,null,null,null,null,null,null,null,null,null,null,null,null,null,null,null,null,null,null,50,36.46,656,1167,1458,2333,2917,1823,3646,5469,7292,5908,8750]
[null,null,null,null,null,null,null,null,null,null,null,null,null,null,null,null,null,null,null,null,null,null,null,null,null,null,null,null,null,null,null,null,null,null,null,null,null,null,null,null,null,55,40.11,722,1254,1604,2567,3209,2006,4011,6016,8022,6563,9626]
[null,null,null,null,null,null,null,null,null,null,null,null,null,null,null,null,null,null,null,null,null,null,null,null,null,null,null,null,null,null,null,null,null,null,null,null,null,null,null,null,null,60,43.76,788,1400,1750,2801,3501,2188,4376,6564,8752,7220,10502]
[null,null,null,null,null,null,null,null,null,null,null,null,null,null,null,null,null,null,null,null,null,null,null,null,null,null,null,null,null,null,null,null,null,null,null,null,null,null,null,null,null,65,47.4,853,1517,1896,3034,3792,2370,4740,7110,9480,7877,11376]
[null,null,null,null,null,null,null,null,null,null,null,null,null,null,null,null,null,null,null,null,null,null,null,null,null,null,null,null,null,null,null,null,null,null,null,null,null,null,null,null,null,70,51.05,919,1634,2042,3267,4084,2552,5104,7658,10210,9189,12252]
[]
[]
[null,null,null,null,null,null,null,null,null,null,null,null,null,null,null,null,null,null,null,null,null,null,null,null,null,null,null,null,null,null,null,null,null,null,null,null,null,null,null,null,null,"SecID","SectionName","Shape","PriShape",null,"Weight","Depth","Width","TWeb","TFlange","XSArea","MomIx","MomIy","RadRx","RadRy","ModSx","ModSy","RadJ","RadE","Cx","Cy"]
[null,null,null,null,null,null,null,null,null,null,null,null,null,null,null,null,null,null,null,null,null,null,null,null,null,null,null,null,null,null,null,null,null,null,null,null,null,null,null,null,null,1,"C 50x25x3.86 Kg/m","C","C",null,3.9000000953674316,50,25,5,6,4.9200000762939453,16.799999237060547,2.4900000095367432,1.8500000238418579,0.70999997854232788,6.73,1.4800000190734863,6,3,2.5,0.81000000238418579]
[null,null,null,null,null,null,null,null,null,null,null,null,null,null,null,null,null,null,null,null,null,null,null,null,null,null,null,null,null,null,null,null,null,null,null,null,null,null,null,null,null,2,"C 75x40x6.92 Kg/m","C","C",null,6.9000000953674316,75,40,5,7,8.8179998397827148,75.300003051757813,12.199999809265137,2.9200000762939453,1.1699999570846558,20.100000000000001,4.4699997901916504,8,4,3.75,1.2799999713897705]
[null,null,null,null,null,null,null,null,null,null,null,null,null,null,null,null,null,null,null,null,null,null,null,null,null,null,null,null,null,null,null,null,null,null,null,null,null,null,null,null,null,3,"C 100x50x9.36 Kg/m","C","C",null,9.3000001907348633,100,50,5,7.5,11.920000076293945,188,26,3.9700000286102295,1.4800000190734863,37.6,7.5199999809265137,8,4,5,1.5399999618530273]
[null,null,null,null,null,null,null,null,null,null,null,null,null,null,null,null,null,null,null,null,null,null,null,null,null,null,null,null,null,null,null,null,null,null,null,null,null,null,null,null,null,4,"C 125x65x13.4 Kg/m","C","C",null,13.399999618530273,125,65,6,8,17.110000610351563,424,61.799999237060547,4.9800000190734863,1.8999999761581421,67.8,13.399999618530273,8,4,6.25,1.8999999761581421]
[null,null,null,null,null,null,null,null,null,null,null,null,null,null,null,null,null,null,null,null,null,null,null,null,null,null,null,null,null,null,null,null,null,null,null,null,null,null,null,null,null,5,"C 150x75x18.6 Kg/m","C","C",null,18.600000381469727,150,75,6.5,10,23.709999084472656,861,117,6.0300002098083496,2.2200000286102295,115,22.399999618530273,10,5,7.5,2.2799999713897705]
[null,null,null,null,null,null,null,null,null,null,null,null,null,null,null,null,null,null,null,null,null,null,null,null,null,null,null,null,null,null,null,null,null,null,null,null,null,null,null,null,null,6,"C 150x75x24 Kg/m","C","C",null,24,150,75,9,12.5,30.590000152587891,1050,147,5.8600001335144043,2.190000057220459,140,28.299999237060547,15,7.5,7.5,2.309999942779541]
[null,null,null,null,null,null,null,null,null,null,null,null,null,null,null,null,null,null,null,null,null,null,null,null,null,null,null,null,null,null,null,null,null,null,null,null,null,null,null,null,null,7,"C 180x75x21.4 Kg/m","C","C",null,21.399999618530273,180,75,7,10.5,27.200000762939453,1380,131,7.119999885559082,2.190000057220459,153,24.299999237060547,11,5.5,9,2.130000114440918]
[null,null,null,null,null,null,null,null,null,null,null,null,null,null,null,null,null,null,null,null,null,null,null,null,null,null,null,null,null,null,null,null,null,null,null,null,null,null,null,null,null,8,"C 200x80x24.6 Kg/m","C","C",null,24.600000381469727,200,80,7.5,11,31.329999923706055,1950,168,7.880000114440918,2.3199999332427979,195,29.100000381469727,12,6,10,2.2100000381469727]
[null,null,null,null,null,null,null,null,null,null,null,null,null,null,null,null,null,null,null,null,null,null,null,null,null,null,null,null,null,null,null,null,null,null,null,null,null,null,null,null,null,9,"C 200x90x30.3 Kg/m","C","C",null,30.299999237060547,200,90,8,13.5,38.650001525878906,2490,277,8.0200004577636719,2.6800000667572021,249,44.200000762939453,14,7,10,2.7400000095367432]
[null,null,null,null,null,null,null,null,null,null,null,null,null,null,null,null,null,null,null,null,null,null,null,null,null,null,null,null,null,null,null,null,null,null,null,null,null,null,null,null,null,10,"C 250x90x34.6 Kg/m","C","C",null,34.599998474121094,250,90,9,13,44.069999694824219,4180,294,9.7399997711181641,2.5799999237060547,334,44.5,14,7,12.5,2.4000000953674316]
[null,null,null,null,null,null,null,null,null,null,null,null,null,null,null,null,null,null,null,null,null,null,null,null,null,null,null,null,null,null,null,null,null,null,null,null,null,null,null,null,null,11,"C 250x90x40.2 Kg/m","C","C",null,40.099998474121094,250,90,11,14.5,51.169998168945313,4680,329,9.5600004196166992,2.5399999618530273,374,49.900001525878906,17,8.5,12.5,2.4000000953674316]
[null,null,null,null,null,null,null,null,null,null,null,null,null,null,null,null,null,null,null,null,null,null,null,null,null,null,null,null,null,null,null,null,null,null,null,null,null,null,null,null,null,12,"C 300x90x38.1 Kg/m","C","C",null,38.099998474121094,300,90,9,13,48.569999694824219,6440,309,11.5,2.5199999809265137,429,45.700000762939453,14,7,15,2.2200000286102295]
[null,null,null,null,null,null,null,null,null,null,null,null,null,null,null,null,null,null,null,null,null,null,null,null,null,null,null,null,null,null,null,null,null,null,null,null,null,null,null,null,null,13,"C 300x90x43.8 Kg/m","C","C",null,43.700000762939453,300,90,10,15.5,55.740001678466797,7410,360,11.5,2.5399999618530273,494,54.099998474121094,19,9.5,15,2.3399999141693115]
[null,null,null,null,null,null,null,null,null,null,null,null,null,null,null,null,null,null,null,null,null,null,null,null,null,null,null,null,null,null,null,null,null,null,null,null,null,null,null,null,null,14,"C 300x90x48.6 Kg/m","C","C",null,48.5,300,90,12,16,61.900001525878906,7870,379,11.300000190734863,2.4800000190734863,525,56.400001525878906,19,9.5,15,2.2799999713897705]
[null,null,null,null,null,null,null,null,null,null,null,null,null,null,null,null,null,null,null,null,null,null,null,null,null,null,null,null,null,null,null,null,null,null,null,null,null,null,null,null,null,15,"C 380x100x54.5 Kg/m","C","C",null,54.400001525878906,380,100,10.5,16,69.389999389648438,14500,535,14.5,2.7799999713897705,763,70.5,18,9,19,2.4100000858306885]
[null,null,null,null,null,null,null,null,null,null,null,null,null,null,null,null,null,null,null,null,null,null,null,null,null,null,null,null,null,null,null,null,null,null,null,null,null,null,null,null,null,16,"C 380x100x62 Kg/m","C","C",null,62,380,100,13,16.5,78.959999084472656,15600,565,14.100000381469727,2.6700000762939453,823,73.599998474121094,18,9,19,2.3299999237060547]
[null,null,null,null,null,null,null,null,null,null,null,null,null,null,null,null,null,null,null,null,null,null,null,null,null,null,null,null,null,null,null,null,null,null,null,null,null,null,null,null,null,17,"C 380x100x67.3 Kg/m","C","C",null,67.199996948242187,380,100,13,20,85.709999084472656,17600,655,14.300000190734863,2.7599999904632568,926,87.800003051757813,24,12,19,2.5399999618530273]
[null,null,null,null,null,null,null,null,null,null,null,null,null,null,null,null,null,null,null,null,null,null,null,null,null,null,null,null,null,null,null,null,null,null,null,null,null,null,null,null,null,18,"I  100x75x12.9 Kg/m","I","I",null,12.899999618530273,100,75,5,8,16.430000305175781,281,47.299999237060547,4.1399998664855957,1.7000000476837158,56.2,12.600000381469727,7,3.5,5,3.75]
[null,null,null,null,null,null,null,null,null,null,null,null,null,null,null,null,null,null,null,null,null,null,null,null,null,null,null,null,null,null,null,null,null,null,null,null,null,null,null,null,null,19,"I  125x75x16.1 Kg/m","I","I",null,16.100000381469727,125,75,5.5,9.5,20.450000762939453,538,57.5,5.130000114440918,1.6799999475479126,86,15.300000190734863,9,4.5,6.25,3.75]
[null,null,null,null,null,null,null,null,null,null,null,null,null,null,null,null,null,null,null,null,null,null,null,null,null,null,null,null,null,null,null,null,null,null,null,null,null,null,null,null,null,20,"I  150x75x17.1 Kg/m","I","I",null,17.100000381469727,150,75,5.5,9.5,21.829999923706055,819,57.5,6.119999885559082,1.6200000047683716,109,15.300000190734863,9,4.5,7.5,3.75]
[null,null,null,null,null,null,null,null,null,null,null,null,null,null,null,null,null,null,null,null,null,null,null,null,null,null,null,null,null,null,null,null,null,null,null,null,null,null,null,null,null,21,"I  150x125x36.2 Kg/m","I","I",null,36.200000762939453,150,125,8.5,14,46.150001525878906,1760,385,6.179999828338623,2.8900001049041748,235,61.599998474121094,13,6.5,7.5,6.25]
[null,null,null,null,null,null,null,null,null,null,null,null,null,null,null,null,null,null,null,null,null,null,null,null,null,null,null,null,null,null,null,null,null,null,null,null,null,null,null,null,null,22,"I  180x100x23.6 Kg/m","I","I",null,23.600000381469727,180,100,6,10,30.059999465942383,1670,138,7.4499998092651367,2.1400001049041748,186,27.5,10,5,9,5]
[null,null,null,null,null,null,null,null,null,null,null,null,null,null,null,null,null,null,null,null,null,null,null,null,null,null,null,null,null,null,null,null,null,null,null,null,null,null,null,null,null,23,"I  200x100x26 Kg/m","I","I",null,26,200,100,7,10,33.060001373291016,2170,138,8.1099996566772461,2.0499999523162842,217,27.700000762939453,10,5,10,5]
[null,null,null,null,null,null,null,null,null,null,null,null,null,null,null,null,null,null,null,null,null,null,null,null,null,null,null,null,null,null,null,null,null,null,null,null,null,null,null,null,null,24,"I  200x150x50.4 Kg/m","I","I",null,50.299999237060547,200,150,9,16,64.160003662109375,4460,753,8.3400001525878906,3.4300000667572021,446,100,15,7.5,10,7.5]
[null,null,null,null,null,null,null,null,null,null,null,null,null,null,null,null,null,null,null,null,null,null,null,null,null,null,null,null,null,null,null,null,null,null,null,null,null,null,null,null,null,25,"I  250x125x38.3 Kg/m","I","I",null,38.299999237060547,250,125,7.5,12.5,48.790000915527344,5180,337,10.300000190734863,2.630000114440918,414,53.900001525878906,12,6,12.5,6.25]
[null,null,null,null,null,null,null,null,null,null,null,null,null,null,null,null,null,null,null,null,null,null,null,null,null,null,null,null,null,null,null,null,null,null,null,null,null,null,null,null,null,26,"I  250x125x55.5 Kg/m","I","I",null,55.400001525878906,250,125,10,19,70.730003356933594,7310,538,10.199999809265137,2.7599999904632568,858,86,21,10.5,12.5,6.25]
[null,null,null,null,null,null,null,null,null,null,null,null,null,null,null,null,null,null,null,null,null,null,null,null,null,null,null,null,null,null,null,null,null,null,null,null,null,null,null,null,null,27,"I  300x150x48.3 Kg/m","I","I",null,48.200000762939453,300,150,8,13,61.580001831054687,9480,588,12.399999618530273,3.0899999141693115,632,78.400001525878906,12,6,15,7.5]
[null,null,null,null,null,null,null,null,null,null,null,null,null,null,null,null,null,null,null,null,null,null,null,null,null,null,null,null,null,null,null,null,null,null,null,null,null,null,null,null,null,28,"I  300x150x65.5 Kg/m","I","I",null,65.400001525878906,300,150,10,18.5,83.470001220703125,12700,886,12.300000190734863,3.2599999904632568,849,118,19,9.5,15,7.5]
[null,null,null,null,null,null,null,null,null,null,null,null,null,null,null,null,null,null,null,null,null,null,null,null,null,null,null,null,null,null,null,null,null,null,null,null,null,null,null,null,null,29,"I  300x150x76.8 Kg/m","I","I",null,76.699996948242188,300,150,11.5,22,97.879997253417969,14700,1080,12.199999809265137,3.3199999332427979,978,143,23,11.5,15,7.5]
[null,null,null,null,null,null,null,null,null,null,null,null,null,null,null,null,null,null,null,null,null,null,null,null,null,null,null,null,null,null,null,null,null,null,null,null,null,null,null,null,null,30,"I  350x150x58.5 Kg/m","I","I",null,58.400001525878906,350,150,9,15,74.580001831054688,15200,702,14.300000190734863,3.0699999332427979,870,93.5,13,6.5,17.5,7.5]
[null,null,null,null,null,null,null,null,null,null,null,null,null,null,null,null,null,null,null,null,null,null,null,null,null,null,null,null,null,null,null,null,null,null,null,null,null,null,null,null,null,31,"I  350x150x87.2 Kg/m","I","I",null,87.099998474121094,350,150,12,24,111.09999847412109,22400,1180,14.199999809265137,3.2599999904632568,1280,158,25,12.5,17.5,7.5]
[null,null,null,null,null,null,null,null,null,null,null,null,null,null,null,null,null,null,null,null,null,null,null,null,null,null,null,null,null,null,null,null,null,null,null,null,null,null,null,null,null,32,"I  400x150x72 Kg/m","I","I",null,71.900001525878906,400,150,10,18,91.730003356933594,24100,864,16.200000762939453,3.0699999332427979,1200,115,17,8.5,20,7.5]
[null,null,null,null,null,null,null,null,null,null,null,null,null,null,null,null,null,null,null,null,null,null,null,null,null,null,null,null,null,null,null,null,null,null,null,null,null,null,null,null,null,33,"I  400x150x95.8 Kg/m","I","I",null,95.699996948242188,400,150,12.5,25,122.09999847412109,31700,1240,16.100000381469727,3.1800000667572021,1580,165,27,13.5,20,7.5]
[null,null,null,null,null,null,null,null,null,null,null,null,null,null,null,null,null,null,null,null,null,null,null,null,null,null,null,null,null,null,null,null,null,null,null,null,null,null,null,null,null,34,"I  450x175x91.7 Kg/m","I","I",null,91.599998474121094,450,175,11,20,116.80000305175781,39200,1510,18.299999237060547,3.5999999046325684,1740,173,19,9.5,22.5,8.75]
[null,null,null,null,null,null,null,null,null,null,null,null,null,null,null,null,null,null,null,null,null,null,null,null,null,null,null,null,null,null,null,null,null,null,null,null,null,null,null,null,null,35,"I  450x175x115 Kg/m","I","I",null,114.90000152587891,450,175,13,26,146.10000610351562,48800,2020,18.299999237060547,3.7200000286102295,2170,231,27,13.5,22.5,8.75]
[null,null,null,null,null,null,null,null,null,null,null,null,null,null,null,null,null,null,null,null,null,null,null,null,null,null,null,null,null,null,null,null,null,null,null,null,null,null,null,null,null,36,"I  600x190x133 Kg/m","I","I",null,132.80000305175781,600,190,13,25,169.39999389648437,98400,2460,24.100000381469727,3.809999942779541,3280,259,25,12.5,30,9.5]
[null,null,null,null,null,null,null,null,null,null,null,null,null,null,null,null,null,null,null,null,null,null,null,null,null,null,null,null,null,null,null,null,null,null,null,null,null,null,null,null,null,37,"I  600x190x176 Kg/m","I","I",null,175.80000305175781,600,190,16,35,224.5,130000,3540,24.100000381469727,3.9700000286102295,4330,373,38,19,30,9.5]
[null,null,null,null,null,null,null,null,null,null,null,null,null,null,null,null,null,null,null,null,null,null,null,null,null,null,null,null,null,null,null,null,null,null,null,null,null,null,null,null,null,38,"H 100x50x9.3 Kg/m","H","H",null,9.3000001907348633,100,50,5,7,11.850000381469727,187,14.800000190734863,3.9800000190734863,1.1200000047683716,37.4,5.9200000762939453,8,0,5,2.5]
[null,null,null,null,null,null,null,null,null,null,null,null,null,null,null,null,null,null,null,null,null,null,null,null,null,null,null,null,null,null,null,null,null,null,null,null,null,null,null,null,null,39,"H 100x100x17.2 Kg/m","H","H",null,17.200000762939453,100,100,6,8,21.899999618530273,383,134,4.179999828338623,2.4700000286102295,76.599999999999994,26.799999237060547,10,0,5,5]
[null,null,null,null,null,null,null,null,null,null,null,null,null,null,null,null,null,null,null,null,null,null,null,null,null,null,null,null,null,null,null,null,null,null,null,null,null,null,null,null,null,40,"H 125x60x13.2 Kg/m","H","H",null,13.199999809265137,125,60,6,8,16.840000152587891,413,29.200000762939453,4.9499998092651367,1.3200000524520874,66.08,9.7333335876464844,9,0,6.25,3]
[null,null,null,null,null,null,null,null,null,null,null,null,null,null,null,null,null,null,null,null,null,null,null,null,null,null,null,null,null,null,null,null,null,null,null,null,null,null,null,null,null,41,"H 125x125x23.8 Kg/m","H","H",null,23.799999237060547,125,125,6.5,9,30.309999465942383,847,293,5.2899999618530273,3.1099998950958252,135.52000000000001,46.880001068115234,10,0,6.25,6.25]
[null,null,null,null,null,null,null,null,null,null,null,null,null,null,null,null,null,null,null,null,null,null,null,null,null,null,null,null,null,null,null,null,null,null,null,null,null,null,null,null,null,42,"H 148x100x21.1 Kg/m","H","H",null,21.100000381469727,148,100,6,9,26.840000152587891,1020,151,6.1700000762939453,2.369999885559082,137.84,30.200000762939453,11,0,7.4000000953674316,5]
[null,null,null,null,null,null,null,null,null,null,null,null,null,null,null,null,null,null,null,null,null,null,null,null,null,null,null,null,null,null,null,null,null,null,null,null,null,null,null,null,null,43,"H 150x75x14 Kg/m","H","H",null,14,150,75,5,7,17.850000381469727,666,49.5,6.1100001335144043,1.6599999666213989,88.8,13.199999809265137,8,0,7.5,3.75]
[null,null,null,null,null,null,null,null,null,null,null,null,null,null,null,null,null,null,null,null,null,null,null,null,null,null,null,null,null,null,null,null,null,null,null,null,null,null,null,null,null,44,"H 150x150x31.5 Kg/m","H","H",null,31.5,150,150,7,10,40.139999389648438,1640,563,6.3899998664855957,3.75,218.67,75.066673278808594,11,0,7.5,7.5]
[null,null,null,null,null,null,null,null,null,null,null,null,null,null,null,null,null,null,null,null,null,null,null,null,null,null,null,null,null,null,null,null,null,null,null,null,null,null,null,null,null,45,"H 175x90x18.1 Kg/m","H","H",null,18.100000381469727,175,90,5,8,23.040000915527344,1210,97.5,7.2600002288818359,2.059999942779541,138.29,21.666669845581055,9,0,8.75,4.5]
[null,null,null,null,null,null,null,null,null,null,null,null,null,null,null,null,null,null,null,null,null,null,null,null,null,null,null,null,null,null,null,null,null,null,null,null,null,null,null,null,null,46,"H 175x175x40.2 Kg/m","H","H",null,40.099998474121094,175,175,7.5,11,51.209999084472656,2880,984,7.5,4.380000114440918,329.14,112.45709991455078,12,0,8.75,8.75]
[null,null,null,null,null,null,null,null,null,null,null,null,null,null,null,null,null,null,null,null,null,null,null,null,null,null,null,null,null,null,null,null,null,null,null,null,null,null,null,null,null,47,"H 194x150x30.6 Kg/m","H","H",null,30.600000381469727,194,150,6,9,39.009998321533203,2690,507,8.3000001907348633,3.6099998950958252,277.32,67.599998474121094,13,0,9.6999998092651367,7.5]
[null,null,null,null,null,null,null,null,null,null,null,null,null,null,null,null,null,null,null,null,null,null,null,null,null,null,null,null,null,null,null,null,null,null,null,null,null,null,null,null,null,48,"H 198x99x18.2 Kg/m","H","H",null,18.200000762939453,198,99,4.5,7,23.180000305175781,1580,114,8.2600002288818359,2.2100000381469727,159.6,23.030300140380859,11,0,9.8999996185302734,4.9499998092651367]
[null,null,null,null,null,null,null,null,null,null,null,null,null,null,null,null,null,null,null,null,null,null,null,null,null,null,null,null,null,null,null,null,null,null,null,null,null,null,null,null,null,49,"H 200x100x21.3 Kg/m","H","H",null,21.299999237060547,200,100,5.5,8,27.159999847412109,1840,134,8.2399997711181641,2.2200000286102295,184,26.799999237060547,11,0,10,5]
[null,null,null,null,null,null,null,null,null,null,null,null,null,null,null,null,null,null,null,null,null,null,null,null,null,null,null,null,null,null,null,null,null,null,null,null,null,null,null,null,null,50,"H 200x200x49.9 Kg/m","H","H",null,49.799999237060547,200,200,8,12,63.529998779296875,4720,1600,8.619999885559082,5.0199999809265137,472,160,13,0,10,10]
[null,null,null,null,null,null,null,null,null,null,null,null,null,null,null,null,null,null,null,null,null,null,null,null,null,null,null,null,null,null,null,null,null,null,null,null,null,null,null,null,null,51,"H 200x204x56.2 Kg/m","H","H",null,56.099998474121094,200,204,12,12,71.529998779296875,4980,1700,8.3500003814697266,4.880000114440918,498,166.66670227050781,13,0,10,10.199999809265137]
[null,null,null,null,null,null,null,null,null,null,null,null,null,null,null,null,null,null,null,null,null,null,null,null,null,null,null,null,null,null,null,null,null,null,null,null,null,null,null,null,null,52,"H 208x202x65.7 Kg/m","H","H",null,65.599998474121094,208,202,10,16,83.69000244140625,6530,2200,8.8299999237060547,5.130000114440918,627.88,217.82179260253906,13,0,10.399999618530273,10.100000381469727]
[null,null,null,null,null,null,null,null,null,null,null,null,null,null,null,null,null,null,null,null,null,null,null,null,null,null,null,null,null,null,null,null,null,null,null,null,null,null,null,null,null,53,"H 244x175x44.1 Kg/m","H","H",null,44,244,175,7,11,56.240001678466797,6120,984,10.399999618530273,4.179999828338623,501.64,112.45709991455078,16,0,12.199999809265137,8.75]
[null,null,null,null,null,null,null,null,null,null,null,null,null,null,null,null,null,null,null,null,null,null,null,null,null,null,null,null,null,null,null,null,null,null,null,null,null,null,null,null,null,54,"H 244x252x64.4 Kg/m","H","H",null,64.300003051757812,244,252,11,11,82.05999755859375,8790,2940,10.300000190734863,5.9800000190734863,720.49,233.33329772949219,16,0,12.199999809265137,12.600000381469727]
[null,null,null,null,null,null,null,null,null,null,null,null,null,null,null,null,null,null,null,null,null,null,null,null,null,null,null,null,null,null,null,null,null,null,null,null,null,null,null,null,null,55,"H 248x124x25.7 Kg/m","H","H",null,25.700000762939453,248,124,5,8,32.680000305175781,3540,255,10.399999618530273,2.7899999618530273,285.48,41.1290283203125,12,0,12.399999618530273,6.1999998092651367]
[null,null,null,null,null,null,null,null,null,null,null,null,null,null,null,null,null,null,null,null,null,null,null,null,null,null,null,null,null,null,null,null,null,null,null,null,null,null,null,null,null,56,"H 248x249x66.5 Kg/m","H","H",null,66.400001525878906,248,249,8,13,84.699996948242188,9930,3350,10.800000190734863,6.2800002098083496,800.81,269.0762939453125,16,0,12.399999618530273,12.449999809265137]
[null,null,null,null,null,null,null,null,null,null,null,null,null,null,null,null,null,null,null,null,null,null,null,null,null,null,null,null,null,null,null,null,null,null,null,null,null,null,null,null,null,57,"H 250x125x29.6 Kg/m","H","H",null,29.600000381469727,250,125,6,9,37.659999847412109,4050,294,10.399999618530273,2.7899999618530273,324,47.040000915527344,12,0,12.5,6.25]
[null,null,null,null,null,null,null,null,null,null,null,null,null,null,null,null,null,null,null,null,null,null,null,null,null,null,null,null,null,null,null,null,null,null,null,null,null,null,null,null,null,58,"H 250x250x72.4 Kg/m","H","H",null,72.300003051757813,250,250,9,14,92.180000305175781,10800,3650,10.800000190734863,6.2899999618530273,864,292,16,0,12.5,12.5]
[null,null,null,null,null,null,null,null,null,null,null,null,null,null,null,null,null,null,null,null,null,null,null,null,null,null,null,null,null,null,null,null,null,null,null,null,null,null,null,null,null,59,"H 250x255x82.2 Kg/m","H","H",null,82.099998474121094,250,255,14,14,104.69999694824219,11500,3880,10.5,6.0900001525878906,920,304.31369018554687,16,0,12.5,12.75]
[null,null,null,null,null,null,null,null,null,null,null,null,null,null,null,null,null,null,null,null,null,null,null,null,null,null,null,null,null,null,null,null,null,null,null,null,null,null,null,null,null,60,"H 294x200x56.8 Kg/m","H","H",null,56.700000762939453,294,200,8,12,72.379997253417969,11300,1600,12.494819641113281,4.7016539573669434,768.71,160,18,0,14.699999809265137,10]
[null,null,null,null,null,null,null,null,null,null,null,null,null,null,null,null,null,null,null,null,null,null,null,null,null,null,null,null,null,null,null,null,null,null,null,null,null,null,null,null,null,61,"H 294x302x84.5 Kg/m","H","H",null,84.400001525878906,294,302,12,12,107.69999694824219,16900,5520,12.526670455932617,7.159153938293457,1149.6600000000001,365.56289672851563,18,0,14.699999809265137,15.100000381469727]
[null,null,null,null,null,null,null,null,null,null,null,null,null,null,null,null,null,null,null,null,null,null,null,null,null,null,null,null,null,null,null,null,null,null,null,null,null,null,null,null,null,62,"H 298x149x32 Kg/m","H","H",null,32,298,149,5.5,8,40.799999237060547,6320,442,3.9357590675354004,1.0408329963684082,424.16,59.328861236572266,13,0,14.899999618530273,7.4499998092651367]
[null,null,null,null,null,null,null,null,null,null,null,null,null,null,null,null,null,null,null,null,null,null,null,null,null,null,null,null,null,null,null,null,null,null,null,null,null,null,null,null,null,63,"H 298x201x65.4 Kg/m","H","H",null,65.300003051757812,298,201,9,14,83.360000610351563,13300,1900,12.631270408630371,4.7741708755493164,892.62,189.05470275878906,18,0,14.899999618530273,10.050000190734863]
[null,null,null,null,null,null,null,null,null,null,null,null,null,null,null,null,null,null,null,null,null,null,null,null,null,null,null,null,null,null,null,null,null,null,null,null,null,null,null,null,null,64,"H 298x299x87 Kg/m","H","H",null,86.900001525878906,298,299,9,14,110.80000305175781,18800,6240,13.02593994140625,7.5045108795166016,1261.74,417.39129638671875,18,0,14.899999618530273,14.949999809265137]
[null,null,null,null,null,null,null,null,null,null,null,null,null,null,null,null,null,null,null,null,null,null,null,null,null,null,null,null,null,null,null,null,null,null,null,null,null,null,null,null,null,65,"H 300x150x36.7 Kg/m","H","H",null,36.700000762939453,300,150,6.5,9,46.779998779296875,7210,508,12.414739608764648,3.2953519821166992,480.67,67.733329772949219,13,0,15,7.5]
[null,null,null,null,null,null,null,null,null,null,null,null,null,null,null,null,null,null,null,null,null,null,null,null,null,null,null,null,null,null,null,null,null,null,null,null,null,null,null,null,null,66,"H 300x300x94 Kg/m","H","H",null,93.900001525878906,300,300,10,15,119.80000305175781,20400,6750,13.049280166625977,7.5062580108642578,1360,450,18,0,15,15]
[null,null,null,null,null,null,null,null,null,null,null,null,null,null,null,null,null,null,null,null,null,null,null,null,null,null,null,null,null,null,null,null,null,null,null,null,null,null,null,null,null,67,"H 300x305x106 Kg/m","H","H",null,105.90000152587891,300,305,15,15,134.80000305175781,21500,7100,12.629159927368164,7.2574529647827148,1433.33,465.57379150390625,18,0,15,15.25]
[null,null,null,null,null,null,null,null,null,null,null,null,null,null,null,null,null,null,null,null,null,null,null,null,null,null,null,null,null,null,null,null,null,null,null,null,null,null,null,null,null,68,"H 304x301x106 Kg/m","H","H",null,105.90000152587891,304,301,11,17,134.80000305175781,23400,7730,13.175370216369629,7.5725960731506348,1539.47,513.62127685546875,18,0,15.199999809265137,15.050000190734863]
[null,null,null,null,null,null,null,null,null,null,null,null,null,null,null,null,null,null,null,null,null,null,null,null,null,null,null,null,null,null,null,null,null,null,null,null,null,null,null,null,null,69,"H 336x249x69.2 Kg/m","H","H",null,69.099998474121094,336,249,8,12,88.150001525878906,18500,3090,14.486869812011719,5.9206318855285645,1101.19,248.19279479980469,20,0,16.799999237060547,12.449999809265137]
[null,null,null,null,null,null,null,null,null,null,null,null,null,null,null,null,null,null,null,null,null,null,null,null,null,null,null,null,null,null,null,null,null,null,null,null,null,null,null,null,null,70,"H 338x351x106 Kg/m","H","H",null,105.90000152587891,338,351,13,13,135.30000305175781,28200,9380,14.436960220336914,8.3263092041015625,1668.64,534.4730224609375,20,0,16.899999618530273,17.549999237060547]
[null,null,null,null,null,null,null,null,null,null,null,null,null,null,null,null,null,null,null,null,null,null,null,null,null,null,null,null,null,null,null,null,null,null,null,null,null,null,null,null,null,71,"H 340x250x79.7 Kg/m","H","H",null,79.599998474121094,340,250,9,14,101.5,21700,3650,14.621669769287109,5.9967150688171387,1276.47,292,20,0,17,12.5]
[null,null,null,null,null,null,null,null,null,null,null,null,null,null,null,null,null,null,null,null,null,null,null,null,null,null,null,null,null,null,null,null,null,null,null,null,null,null,null,null,null,72,"H 344x348x115 Kg/m","H","H",null,114.90000152587891,344,348,10,16,146,33300,11200,15.102390289306641,8.7585573196411133,1936.05,643.67822265625,20,0,17.200000762939453,17.399999618530273]
[null,null,null,null,null,null,null,null,null,null,null,null,null,null,null,null,null,null,null,null,null,null,null,null,null,null,null,null,null,null,null,null,null,null,null,null,null,null,null,null,null,73,"H 344x354x131 Kg/m","H","H",null,130.80000305175781,344,354,16,16,166.60000610351562,35300,11800,14.556260108947754,8.4159555435180664,2052.33,666.66668701171875,20,0,17.200000762939453,17.700000762939453]
[null,null,null,null,null,null,null,null,null,null,null,null,null,null,null,null,null,null,null,null,null,null,null,null,null,null,null,null,null,null,null,null,null,null,null,null,null,null,null,null,null,74,"H 346x174x41.4 Kg/m","H","H",null,41.299999237060547,346,174,6,9,52.680000305175781,11100,792,14.515720367431641,3.877392053604126,641.62,91.034477233886719,14,0,17.299999237060547,8.6999998092651367]
[null,null,null,null,null,null,null,null,null,null,null,null,null,null,null,null,null,null,null,null,null,null,null,null,null,null,null,null,null,null,null,null,null,null,null,null,null,null,null,null,null,75,"H 350x175x49.6 Kg/m","H","H",null,49.5,350,175,7,11,63.139999389648438,13600,984,14.67632007598877,3.9477100372314453,777.14,112.45709991455078,14,0,17.5,8.75]
[null,null,null,null,null,null,null,null,null,null,null,null,null,null,null,null,null,null,null,null,null,null,null,null,null,null,null,null,null,null,null,null,null,null,null,null,null,null,null,null,null,76,"H 350x350x137 Kg/m","H","H",null,136.80000305175781,350,350,12,19,173.89999389648437,40300,13600,15.223090171813965,8.8434076309204102,2302.86,777.14288330078125,20,0,17.5,17.5]
[null,null,null,null,null,null,null,null,null,null,null,null,null,null,null,null,null,null,null,null,null,null,null,null,null,null,null,null,null,null,null,null,null,null,null,null,null,null,null,null,null,77,"H 350x357x156 Kg/m","H","H",null,155.80000305175781,350,357,19,19,198.39999389648437,42800,14400,14.687609672546387,8.5194272994995117,2445.71,806.72271728515625,20,0,17.5,17.850000381469727]
[null,null,null,null,null,null,null,null,null,null,null,null,null,null,null,null,null,null,null,null,null,null,null,null,null,null,null,null,null,null,null,null,null,null,null,null,null,null,null,null,null,78,"H 354x176x57.8 Kg/m","H","H",null,57.700000762939453,354,176,8,13,73.680000305175781,16100,1180,14.782170295715332,4.0019001960754395,909.6,134.09089660644531,14,0,17.700000762939453,8.8000001907348633]
[null,null,null,null,null,null,null,null,null,null,null,null,null,null,null,null,null,null,null,null,null,null,null,null,null,null,null,null,null,null,null,null,null,null,null,null,null,null,null,null,null,79,"H 386x299x94.3 Kg/m","H","H",null,94.199996948242188,386,299,9,14,120.09999847412109,33700,6240,16.751100540161133,7.2080998420715332,1746.11,417.39129638671875,22,0,19.299999237060547,14.949999809265137]
[null,null,null,null,null,null,null,null,null,null,null,null,null,null,null,null,null,null,null,null,null,null,null,null,null,null,null,null,null,null,null,null,null,null,null,null,null,null,null,null,null,80,"H 388x402x140 Kg/m","H","H",null,139.80000305175781,388,402,15,15,178.5,49000,16300,16.568340301513672,9.5559682846069336,2525.77,810.9453125,22,0,19.399999618530273,20.100000381469727]
[null,null,null,null,null,null,null,null,null,null,null,null,null,null,null,null,null,null,null,null,null,null,null,null,null,null,null,null,null,null,null,null,null,null,null,null,null,null,null,null,null,81,"H 390x300x107 Kg/m","H","H",null,106.90000152587891,390,300,10,16,136,38700,7210,16.868869781494141,7.2811198234558105,1984.62,480.66668701171875,22,0,19.5,15]
[null,null,null,null,null,null,null,null,null,null,null,null,null,null,null,null,null,null,null,null,null,null,null,null,null,null,null,null,null,null,null,null,null,null,null,null,null,null,null,null,null,82,"H 394x398x147 Kg/m","H","H",null,146.80000305175781,394,398,11,18,186.80000305175781,56100,18900,17.329780578613281,10.058710098266602,2847.72,949.74871826171875,22,0,19.700000762939453,19.899999618530273]
[null,null,null,null,null,null,null,null,null,null,null,null,null,null,null,null,null,null,null,null,null,null,null,null,null,null,null,null,null,null,null,null,null,null,null,null,null,null,null,null,null,83,"H 396x199x56.6 Kg/m","H","H",null,56.5,396,199,7,11,72.160003662109375,20000,1450,16.64818000793457,4.482658863067627,1010.1,145.72860717773437,16,0,19.799999237060547,9.9499998092651367]
[null,null,null,null,null,null,null,null,null,null,null,null,null,null,null,null,null,null,null,null,null,null,null,null,null,null,null,null,null,null,null,null,null,null,null,null,null,null,null,null,null,84,"H 400x200x66 Kg/m","H","H",null,65.900001525878906,400,200,8,13,84.120002746582031,23700,1740,16.785120010375977,4.5480480194091797,1185,174,16,0,20,10]
[null,null,null,null,null,null,null,null,null,null,null,null,null,null,null,null,null,null,null,null,null,null,null,null,null,null,null,null,null,null,null,null,null,null,null,null,null,null,null,null,null,85,"H 400x400x172 Kg/m","H","H",null,171.80000305175781,400,400,13,21,218.69999694824219,66600,22400,17.450700759887695,10.120450019836426,3330,1120,22,0,20,20]
[null,null,null,null,null,null,null,null,null,null,null,null,null,null,null,null,null,null,null,null,null,null,null,null,null,null,null,null,null,null,null,null,null,null,null,null,null,null,null,null,null,86,"H 400x408x197 Kg/m","H","H",null,196.69999694824219,400,408,21,21,250.69999694824219,70900,23800,16.816900253295898,9.7434177398681641,3545,1166.6669921875,22,0,20,20.399999618530273]
[null,null,null,null,null,null,null,null,null,null,null,null,null,null,null,null,null,null,null,null,null,null,null,null,null,null,null,null,null,null,null,null,null,null,null,null,null,null,null,null,null,87,"H 404x201x75.5 Kg/m","H","H",null,75.400001525878906,404,201,9,15,96.160003662109375,27500,2030,16.910989761352539,4.5946331024169922,1361.39,201.99009704589844,16,0,20.200000762939453,10.050000190734863]
[null,null,null,null,null,null,null,null,null,null,null,null,null,null,null,null,null,null,null,null,null,null,null,null,null,null,null,null,null,null,null,null,null,null,null,null,null,null,null,null,null,88,"H 414x405x232 Kg/m","H","H",null,231.69999694824219,414,405,18,28,295.39999389648437,92800,31000,17.72429084777832,10.244139671325684,4483.09,1530.864013671875,22,0,20.700000762939453,20.25]
[null,null,null,null,null,null,null,null,null,null,null,null,null,null,null,null,null,null,null,null,null,null,null,null,null,null,null,null,null,null,null,null,null,null,null,null,null,null,null,null,null,89,"H 428x407x283 Kg/m","H","H",null,282.60000610351562,428,407,20,35,360.70001220703125,119000,39400,18.163539886474609,10.451410293579102,5560.75,1936.1180419921875,22,0,21.399999618530273,20.350000381469727]
[null,null,null,null,null,null,null,null,null,null,null,null,null,null,null,null,null,null,null,null,null,null,null,null,null,null,null,null,null,null,null,null,null,null,null,null,null,null,null,null,null,90,"H 434x299x106 Kg/m","H","H",null,105.90000152587891,434,299,10,15,135,46800,6690,18.618989944458008,7.0395708084106445,2156.6799999999998,447.49160766601562,24,0,21.700000762939453,14.949999809265137]
[null,null,null,null,null,null,null,null,null,null,null,null,null,null,null,null,null,null,null,null,null,null,null,null,null,null,null,null,null,null,null,null,null,null,null,null,null,null,null,null,null,91,"H 440x300x124 Kg/m","H","H",null,123.80000305175781,440,300,11,18,157.39999389648437,56100,8110,18.878999710083008,7.1780757904052734,2550,540.66668701171875,24,0,22,15]
[null,null,null,null,null,null,null,null,null,null,null,null,null,null,null,null,null,null,null,null,null,null,null,null,null,null,null,null,null,null,null,null,null,null,null,null,null,null,null,null,null,92,"H 446x199x66.2 Kg/m","H","H",null,66.099998474121094,446,199,8,12,84.300003051757813,28700,1580,18.451309204101563,4.3292708396911621,1287,158.79400634765625,18,0,22.299999237060547,9.9499998092651367]
[null,null,null,null,null,null,null,null,null,null,null,null,null,null,null,null,null,null,null,null,null,null,null,null,null,null,null,null,null,null,null,null,null,null,null,null,null,null,null,null,null,93,"H 446x302x145 Kg/m","H","H",null,144.80000305175781,446,302,13,21,184.30000305175781,66400,9660,18.981100082397461,7.2397890090942383,2977.58,639.735107421875,24,0,22.299999237060547,15.100000381469727]
[null,null,null,null,null,null,null,null,null,null,null,null,null,null,null,null,null,null,null,null,null,null,null,null,null,null,null,null,null,null,null,null,null,null,null,null,null,null,null,null,null,94,"H 450x200x76 Kg/m","H","H",null,75.900001525878906,450,200,9,14,96.760002136230469,33500,1870,18.60692024230957,4.3961539268493652,1488.89,187,18,0,22.5,10]
[null,null,null,null,null,null,null,null,null,null,null,null,null,null,null,null,null,null,null,null,null,null,null,null,null,null,null,null,null,null,null,null,null,null,null,null,null,null,null,null,null,95,"H 456x201x88.9 Kg/m","H","H",null,88.800003051757813,456,201,10,17,113.30000305175781,40400,2310,18.883209228515625,4.5153460502624512,1771.93,229.85079956054687,18,0,22.799999237060547,10.050000190734863]
[null,null,null,null,null,null,null,null,null,null,null,null,null,null,null,null,null,null,null,null,null,null,null,null,null,null,null,null,null,null,null,null,null,null,null,null,null,null,null,null,null,96,"H 458x417x415 Kg/m","H","H",null,414.5,458,417,30,50,528.5999755859375,187000,60500,18.808629989624023,10.698280334472656,8165.94,2901.678955078125,22,0,22.899999618530273,20.850000381469727]
[null,null,null,null,null,null,null,null,null,null,null,null,null,null,null,null,null,null,null,null,null,null,null,null,null,null,null,null,null,null,null,null,null,null,null,null,null,null,null,null,null,97,"H 482x300x114 Kg/m","H","H",null,113.90000152587891,482,300,11,15,145.5,60400,6760,20.374500274658203,6.8161931037902832,2506.2199999999998,450.66668701171875,26,0,24.100000381469727,15]
[null,null,null,null,null,null,null,null,null,null,null,null,null,null,null,null,null,null,null,null,null,null,null,null,null,null,null,null,null,null,null,null,null,null,null,null,null,null,null,null,null,98,"H 488x300x128 Kg/m","H","H",null,127.80000305175781,488,300,11,18,163.5,71000,8110,20.838680267333984,7.0429010391235352,2909.84,540.66668701171875,26,0,24.399999618530273,15]
[null,null,null,null,null,null,null,null,null,null,null,null,null,null,null,null,null,null,null,null,null,null,null,null,null,null,null,null,null,null,null,null,null,null,null,null,null,null,null,null,null,99,"H 494x302x150 Kg/m","H","H",null,149.80000305175781,494,302,13,21,191.39999389648437,83800,9660,20.924299240112305,7.1042389869689941,3392.71,639.735107421875,26,0,24.700000762939453,15.100000381469727]
[null,null,null,null,null,null,null,null,null,null,null,null,null,null,null,null,null,null,null,null,null,null,null,null,null,null,null,null,null,null,null,null,null,null,null,null,null,null,null,null,null,100,"H 496x199x79.5 Kg/m","H","H",null,79.400001525878906,496,199,9,14,101.30000305175781,41900,1840,20.33772087097168,4.261909008026123,1689.52,184.92460632324219,20,0,24.799999237060547,9.9499998092651367]
[null,null,null,null,null,null,null,null,null,null,null,null,null,null,null,null,null,null,null,null,null,null,null,null,null,null,null,null,null,null,null,null,null,null,null,null,null,null,null,null,null,101,"H 498x432x605 Kg/m","H","H",null,604.20001220703125,498,432,45,70,770.0999755859375,298000,94400,19.671369552612305,11.071649551391602,11967.87,4370.37109375,22,0,24.899999618530273,21.600000381469727]
[null,null,null,null,null,null,null,null,null,null,null,null,null,null,null,null,null,null,null,null,null,null,null,null,null,null,null,null,null,null,null,null,null,null,null,null,null,null,null,null,null,102,"H 500x200x89.6 Kg/m","H","H",null,89.5,500,200,10,16,114.19999694824219,47800,2140,20.458839416503906,4.3288631439208984,1912,214,20,0,25,10]
[null,null,null,null,null,null,null,null,null,null,null,null,null,null,null,null,null,null,null,null,null,null,null,null,null,null,null,null,null,null,null,null,null,null,null,null,null,null,null,null,null,103,"H 506x201x103 Kg/m","H","H",null,102.90000152587891,506,201,11,19,131.30000305175781,56500,2580,20.74397087097168,4.4327940940856934,2233.1999999999998,256.71640014648437,20,0,25.299999237060547,10.050000190734863]
[null,null,null,null,null,null,null,null,null,null,null,null,null,null,null,null,null,null,null,null,null,null,null,null,null,null,null,null,null,null,null,null,null,null,null,null,null,null,null,null,null,104,"H 582x300x137 Kg/m","H","H",null,136.80000305175781,582,300,12,17,174.5,103000,7670,24.295219421386719,6.6297931671142578,3539.52,511.33331298828125,28,0,29.100000381469727,15]
[null,null,null,null,null,null,null,null,null,null,null,null,null,null,null,null,null,null,null,null,null,null,null,null,null,null,null,null,null,null,null,null,null,null,null,null,null,null,null,null,null,105,"H 588x300x151 Kg/m","H","H",null,150.80000305175781,588,300,12,20,192.5,118000,9020,24.758579254150391,6.8452281951904297,4013.61,601.33331298828125,28,0,29.399999618530273,15]
[null,null,null,null,null,null,null,null,null,null,null,null,null,null,null,null,null,null,null,null,null,null,null,null,null,null,null,null,null,null,null,null,null,null,null,null,null,null,null,null,null,106,"H 594x302x175 Kg/m","H","H",null,174.80000305175781,594,302,14,23,222.39999389648437,137000,10600,24.819490432739258,6.9037580490112305,4612.79,701.98681640625,28,0,29.700000762939453,15.100000381469727]
[null,null,null,null,null,null,null,null,null,null,null,null,null,null,null,null,null,null,null,null,null,null,null,null,null,null,null,null,null,null,null,null,null,null,null,null,null,null,null,null,null,107,"H 596x199x94.6 Kg/m","H","H",null,94.5,596,199,10,15,120.5,68700,1980,23.877279281616211,4.0535831451416016,2305.37,198.9949951171875,22,0,29.799999237060547,9.9499998092651367]
[null,null,null,null,null,null,null,null,null,null,null,null,null,null,null,null,null,null,null,null,null,null,null,null,null,null,null,null,null,null,null,null,null,null,null,null,null,null,null,null,null,108,"H 600x200x106 Kg/m","H","H",null,105.90000152587891,600,200,11,17,134.39999389648437,77600,2280,24.028749465942383,4.1187729835510254,2586.67,228,22,0,30,10]
[null,null,null,null,null,null,null,null,null,null,null,null,null,null,null,null,null,null,null,null,null,null,null,null,null,null,null,null,null,null,null,null,null,null,null,null,null,null,null,null,null,109,"H 606x201x120 Kg/m","H","H",null,119.80000305175781,606,201,12,20,152.5,90400,2720,24.347219467163086,4.2232770919799805,2983.5,270.64678955078125,22,0,30.299999237060547,10.050000190734863]
[null,null,null,null,null,null,null,null,null,null,null,null,null,null,null,null,null,null,null,null,null,null,null,null,null,null,null,null,null,null,null,null,null,null,null,null,null,null,null,null,null,110,"H 612x202x134 Kg/m","H","H",null,133.80000305175781,612,202,13,23,170.69999694824219,103000,3180,24.564159393310547,4.3161530494689941,3366.01,314.85150146484375,22,0,30.600000381469727,10.100000381469727]
[null,null,null,null,null,null,null,null,null,null,null,null,null,null,null,null,null,null,null,null,null,null,null,null,null,null,null,null,null,null,null,null,null,null,null,null,null,null,null,null,null,111,"H 692x300x166 Kg/m","H","H",null,165.80000305175781,692,300,13,20,211.5,172000,9020,28.517339706420898,6.5305252075195312,4971.1000000000004,601.33331298828125,28,0,34.599998474121094,15]
[null,null,null,null,null,null,null,null,null,null,null,null,null,null,null,null,null,null,null,null,null,null,null,null,null,null,null,null,null,null,null,null,null,null,null,null,null,null,null,null,null,112,"H 700x300x185 Kg/m","H","H",null,184.80000305175781,700,300,13,24,235.5,201000,10800,29.214780807495117,6.7719922065734863,5742.86,720,28,0,35,15]
[null,null,null,null,null,null,null,null,null,null,null,null,null,null,null,null,null,null,null,null,null,null,null,null,null,null,null,null,null,null,null,null,null,null,null,null,null,null,null,null,null,113,"H 792x300x191 Kg/m","H","H",null,190.80000305175781,792,300,14,22,243.39999389648437,254000,9930,32.304019927978516,6.3872561454772949,6414.14,662,28,0,39.599998474121094,15]
[null,null,null,null,null,null,null,null,null,null,null,null,null,null,null,null,null,null,null,null,null,null,null,null,null,null,null,null,null,null,null,null,null,null,null,null,null,null,null,null,null,114,"H 800x300x210 Kg/m","H","H",null,209.69999694824219,800,300,14,26,267.39999389648437,292000,11700,33.045379638671875,6.6147317886352539,7300,780,28,0,40,15]
[null,null,null,null,null,null,null,null,null,null,null,null,null,null,null,null,null,null,null,null,null,null,null,null,null,null,null,null,null,null,null,null,null,null,null,null,null,null,null,null,null,115,"H 890x299x213 Kg/m","H","H",null,212.69999694824219,890,299,15,23,270.89999389648438,345000,10300,35.686588287353516,6.1661510467529297,7752.81,688.96319580078125,28,0,44.5,14.949999809265137]
[null,null,null,null,null,null,null,null,null,null,null,null,null,null,null,null,null,null,null,null,null,null,null,null,null,null,null,null,null,null,null,null,null,null,null,null,null,null,null,null,null,116,"H 900x300x243 Kg/m","H","H",null,242.69999694824219,900,300,16,28,309.79998779296875,411000,12600,36.423381805419922,6.3774127960205078,9133.33,840,28,0,45,15]
[null,null,null,null,null,null,null,null,null,null,null,null,null,null,null,null,null,null,null,null,null,null,null,null,null,null,null,null,null,null,null,null,null,null,null,null,null,null,null,null,null,117,"H 912x302x286 Kg/m","H","H",null,285.60000610351562,912,302,18,34,364,498000,15700,36.988269805908203,6.5674858093261719,10921.05,1039.7349853515625,28,0,45.599998474121094,15.100000381469727]
[null,null,null,null,null,null,null,null,null,null,null,null,null,null,null,null,null,null,null,null,null,null,null,null,null,null,null,null,null,null,null,null,null,null,null,null,null,null,null,null,null,118,"T 50x100x8.6 Kg/m","TH","T",null,8.6000003814697266,50,100,6,8,10.949999809265137,16.100000381469727,66.900001525878906,1.2100000381469727,2.4700000286102295,4.03,13.399999618530273,10,0,4,5]
[null,null,null,null,null,null,null,null,null,null,null,null,null,null,null,null,null,null,null,null,null,null,null,null,null,null,null,null,null,null,null,null,null,null,null,null,null,null,null,null,null,119,"T 62.5x125x11.9 Kg/m","TH","T",null,11.899999618530273,62.5,125,6.5,9,15.159999847412109,35,147,1.5199999809265137,3.1099998950958252,6.91,23.5,10,0,5.059999942779541,6.25]
[null,null,null,null,null,null,null,null,null,null,null,null,null,null,null,null,null,null,null,null,null,null,null,null,null,null,null,null,null,null,null,null,null,null,null,null,null,null,null,null,null,120,"T 74x100x10.5 Kg/m","TH","T",null,10.5,74,100,6,9,13.420000076293945,51.700000762939453,75.300003051757813,1.9600000381469727,2.369999885559082,8.84,15.100000381469727,11,0,5.8499999046325684,5]
[null,null,null,null,null,null,null,null,null,null,null,null,null,null,null,null,null,null,null,null,null,null,null,null,null,null,null,null,null,null,null,null,null,null,null,null,null,null,null,null,null,121,"T 75x150x15.8 Kg/m","TH","T",null,15.800000190734863,75,150,7,10,20.069999694824219,66.400001525878906,282,1.8200000524520874,3.75,10.8,37.599998474121094,11,0,6.130000114440918,7.5]
[null,null,null,null,null,null,null,null,null,null,null,null,null,null,null,null,null,null,null,null,null,null,null,null,null,null,null,null,null,null,null,null,null,null,null,null,null,null,null,null,null,122,"T 87.5x175x20.1 Kg/m","TH","T",null,20.100000381469727,87.5,175,7.5,11,25.610000610351563,115,492,2.119999885559082,4.380000114440918,15.9,56.200000762939453,12,0,7.1999998092651367,8.75]
[null,null,null,null,null,null,null,null,null,null,null,null,null,null,null,null,null,null,null,null,null,null,null,null,null,null,null,null,null,null,null,null,null,null,null,null,null,null,null,null,null,123,"T 99x99x9.1 Kg/m","TH","T",null,9.1000003814697266,99,99,4.5,7,11.590000152587891,93.800003051757813,56.799999237060547,2.8399999141693115,2.2100000381469727,12.1,11.5,11,0,7.7600002288818359,4.9499998092651367]
[null,null,null,null,null,null,null,null,null,null,null,null,null,null,null,null,null,null,null,null,null,null,null,null,null,null,null,null,null,null,null,null,null,null,null,null,null,null,null,null,null,124,"T 100x100x10.7 Kg/m","TH","T",null,10.699999809265137,100,100,5.5,8,13.579999923706055,114,67,2.9000000953674316,2.2200000286102295,14.8,13.399999618530273,11,0,7.7100000381469727,5]
[null,null,null,null,null,null,null,null,null,null,null,null,null,null,null,null,null,null,null,null,null,null,null,null,null,null,null,null,null,null,null,null,null,null,null,null,null,null,null,null,null,125,"T 97x150x15.3 Kg/m","TH","T",null,15.300000190734863,97,150,6,9,19.510000228881836,125,254,2.5299999713897705,3.6099998950958252,15.8,33.799999237060547,13,0,7.9099998474121094,7.5]
[null,null,null,null,null,null,null,null,null,null,null,null,null,null,null,null,null,null,null,null,null,null,null,null,null,null,null,null,null,null,null,null,null,null,null,null,null,null,null,null,null,126,"T 100x200x24.9 Kg/m","TH","T",null,24.899999618530273,100,200,8,12,31.770000457763672,184,801,2.4100000858306885,5.0199999809265137,22.3,80.099998474121094,13,0,8.2700004577636719,10]
[null,null,null,null,null,null,null,null,null,null,null,null,null,null,null,null,null,null,null,null,null,null,null,null,null,null,null,null,null,null,null,null,null,null,null,null,null,null,null,null,null,127,"T 100x204x28.1 Kg/m","TH","T",null,28.100000381469727,100,204,12,12,35.770000457763672,256,851,2.6700000762939453,4.880000114440918,32.4,83.400001525878906,13,0,7.9099998474121094,10.199999809265137]
[null,null,null,null,null,null,null,null,null,null,null,null,null,null,null,null,null,null,null,null,null,null,null,null,null,null,null,null,null,null,null,null,null,null,null,null,null,null,null,null,null,128,"T 104x202x32.8 Kg/m","TH","T",null,32.799999237060547,104,202,10,16,41.849998474121094,251,1100,2.4500000476837158,5.130000114440918,29.4,109,13,0,8.4899997711181641,10.100000381469727]
[null,null,null,null,null,null,null,null,null,null,null,null,null,null,null,null,null,null,null,null,null,null,null,null,null,null,null,null,null,null,null,null,null,null,null,null,null,null,null,null,null,129,"T 124x124x12.8 Kg/m","TH","T",null,12.800000190734863,124,124,5,8,16.340000152587891,208,127,3.5699999332427979,2.7899999618530273,21.3,20.5,12,0,9.7200002670288086,6.1999998092651367]
[null,null,null,null,null,null,null,null,null,null,null,null,null,null,null,null,null,null,null,null,null,null,null,null,null,null,null,null,null,null,null,null,null,null,null,null,null,null,null,null,null,130,"T 125x125x14.8 Kg/m","TH","T",null,14.800000190734863,125,125,6,9,18.829999923706055,248,147,3.630000114440918,2.7899999618530273,25.6,23.5,12,0,9.7200002670288086,6.25]
[null,null,null,null,null,null,null,null,null,null,null,null,null,null,null,null,null,null,null,null,null,null,null,null,null,null,null,null,null,null,null,null,null,null,null,null,null,null,null,null,null,131,"T 122x175x22.1 Kg/m","TH","T",null,22.100000381469727,122,175,7,11,28.120000839233398,289,492,3.2000000476837158,4.179999828338623,29.1,56.299999237060547,16,0,9.9300003051757813,8.75]
[null,null,null,null,null,null,null,null,null,null,null,null,null,null,null,null,null,null,null,null,null,null,null,null,null,null,null,null,null,null,null,null,null,null,null,null,null,null,null,null,null,132,"T 122x252x32.2 Kg/m","TH","T",null,32.200000762939453,122,252,11,11,41.029998779296875,445,1470,3.2899999618530273,5.9800000190734863,45.3,117,16,0,9.8100004196166992,12.600000381469727]
[null,null,null,null,null,null,null,null,null,null,null,null,null,null,null,null,null,null,null,null,null,null,null,null,null,null,null,null,null,null,null,null,null,null,null,null,null,null,null,null,null,133,"T 124x249x33.2 Kg/m","TH","T",null,33.200000762939453,124,249,8,13,42.349998474121094,364,1670,2.9300000667572021,6.2899999618530273,34.9,134,16,0,10.420000076293945,12.449999809265137]
[null,null,null,null,null,null,null,null,null,null,null,null,null,null,null,null,null,null,null,null,null,null,null,null,null,null,null,null,null,null,null,null,null,null,null,null,null,null,null,null,null,134,"T 125x250x36.2 Kg/m","TH","T",null,36.200000762939453,125,250,9,14,46.090000152587891,412,1820,2.9900000095367432,6.2899999618530273,39.5,146,16,0,10.420000076293945,12.5]
[null,null,null,null,null,null,null,null,null,null,null,null,null,null,null,null,null,null,null,null,null,null,null,null,null,null,null,null,null,null,null,null,null,null,null,null,null,null,null,null,null,135,"T 125x255x41.1 Kg/m","TH","T",null,41,125,255,14,14,52.340000152587891,589,1940,3.3599998950958252,6.0900001525878906,59.4,152,16,0,9.9200000762939453,12.75]
[null,null,null,null,null,null,null,null,null,null,null,null,null,null,null,null,null,null,null,null,null,null,null,null,null,null,null,null,null,null,null,null,null,null,null,null,null,null,null,null,null,136,"T 149x149x16 Kg/m","TH","T",null,16,149,149,5.5,8,20.399999618530273,393,221,4.3899998664855957,3.2899999618530273,33.799999999999997,29.700000762939453,13,0,11.640000343322754,7.4499998092651367]
[null,null,null,null,null,null,null,null,null,null,null,null,null,null,null,null,null,null,null,null,null,null,null,null,null,null,null,null,null,null,null,null,null,null,null,null,null,null,null,null,null,137,"T 150x150x18.4 Kg/m","TH","T",null,18.399999618530273,150,150,6.5,9,23.389999389648438,464,254,4.4499998092651367,3.2899999618530273,40,33.799999237060547,13,0,11.590000152587891,7.5]
[null,null,null,null,null,null,null,null,null,null,null,null,null,null,null,null,null,null,null,null,null,null,null,null,null,null,null,null,null,null,null,null,null,null,null,null,null,null,null,null,null,138,"T 147x200x28.4 Kg/m","TH","T",null,28.399999618530273,147,200,8,12,36.189998626708984,572,802,3.9700000286102295,4.7100000381469727,48.2,80.199996948242188,18,0,11.869999885559082,10]
[null,null,null,null,null,null,null,null,null,null,null,null,null,null,null,null,null,null,null,null,null,null,null,null,null,null,null,null,null,null,null,null,null,null,null,null,null,null,null,null,null,139,"T 149x201x32.7 Kg/m","TH","T",null,32.700000762939453,149,201,9,14,41.680000305175781,662,949,3.9900000095367432,4.7699999809265137,55.2,94.400001525878906,18,0,11.989999771118164,10.050000190734863]
[null,null,null,null,null,null,null,null,null,null,null,null,null,null,null,null,null,null,null,null,null,null,null,null,null,null,null,null,null,null,null,null,null,null,null,null,null,null,null,null,null,140,"T 147x302x42.3 Kg/m","TH","T",null,42.299999237060547,147,302,12,12,53.830001831054688,858,2760,3.9900000095367432,7.1599998474121094,72.3,183,18,0,10.859999656677246,15.100000381469727]
[null,null,null,null,null,null,null,null,null,null,null,null,null,null,null,null,null,null,null,null,null,null,null,null,null,null,null,null,null,null,null,null,null,null,null,null,null,null,null,null,null,141,"T 149x299x43.5 Kg/m","TH","T",null,43.5,149,299,9,14,55.400001525878906,715,3120,3.5899999141693115,7.5100002288818359,57,209,18,0,12.539999961853027,14.949999809265137]
[null,null,null,null,null,null,null,null,null,null,null,null,null,null,null,null,null,null,null,null,null,null,null,null,null,null,null,null,null,null,null,null,null,null,null,null,null,null,null,null,null,142,"T 150x300x47 Kg/m","TH","T",null,47,150,300,10,15,59.889999389648437,798,3380,3.6500000953674316,7.5100002288818359,63.7,225,18,0,12.529999732971191,15]
[null,null,null,null,null,null,null,null,null,null,null,null,null,null,null,null,null,null,null,null,null,null,null,null,null,null,null,null,null,null,null,null,null,null,null,null,null,null,null,null,null,143,"T 150x305x52.9 Kg/m","TH","T",null,52.900001525878906,150,305,15,15,67.389999389648437,1110,3550,4.0500001907348633,7.2600002288818359,92.5,233,18,0,12.970000267028809,15.25]
[null,null,null,null,null,null,null,null,null,null,null,null,null,null,null,null,null,null,null,null,null,null,null,null,null,null,null,null,null,null,null,null,null,null,null,null,null,null,null,null,null,144,"T 152x301x52.9 Kg/m","TH","T",null,52.900001525878906,152,301,11,17,67.410003662109375,903,3870,3.6600000858306885,7.570000171661377,71.400000000000006,257,18,0,12.649999618530273,15.050000190734863]
[null,null,null,null,null,null,null,null,null,null,null,null,null,null,null,null,null,null,null,null,null,null,null,null,null,null,null,null,null,null,null,null,null,null,null,null,null,null,null,null,null,145,"T 173x174x20.7 Kg/m","TH","T",null,20.700000762939453,173,174,6,9,26.340000152587891,679,396,5.0799999237060547,3.880000114440918,50,45.5,14,0,13.590000152587891,8.6999998092651367]
[null,null,null,null,null,null,null,null,null,null,null,null,null,null,null,null,null,null,null,null,null,null,null,null,null,null,null,null,null,null,null,null,null,null,null,null,null,null,null,null,null,146,"T 175x175x24.8 Kg/m","TH","T",null,24.799999237060547,175,175,7,11,31.569999694824219,815,492,5.0799999237060547,3.9500000476837158,59.3,56.200000762939453,14,0,13.75,8.75]
[null,null,null,null,null,null,null,null,null,null,null,null,null,null,null,null,null,null,null,null,null,null,null,null,null,null,null,null,null,null,null,null,null,null,null,null,null,null,null,null,null,147,"T 168x249x34.6 Kg/m","TH","T",null,34.599998474121094,168,249,8,12,44.080001831054688,881,1540,4.4699997901916504,5.9200000762939453,64,124,20,0,13.779999732971191,12.449999809265137]
[null,null,null,null,null,null,null,null,null,null,null,null,null,null,null,null,null,null,null,null,null,null,null,null,null,null,null,null,null,null,null,null,null,null,null,null,null,null,null,null,null,148,"T 170x250x39.8 Kg/m","TH","T",null,39.700000762939453,170,250,9,14,50.759998321533203,1020,1830,4.4800000190734863,6,73.099999999999994,146,20,0,13.909999847412109,12.5]
[null,null,null,null,null,null,null,null,null,null,null,null,null,null,null,null,null,null,null,null,null,null,null,null,null,null,null,null,null,null,null,null,null,null,null,null,null,null,null,null,null,149,"T 169x351x53.1 Kg/m","TH","T",null,53,169,351,13,13,67.629997253417969,1420,4690,4.5900001525878906,8.3299999237060547,104,267,20,0,13.689999580383301,17.549999237060547]
[null,null,null,null,null,null,null,null,null,null,null,null,null,null,null,null,null,null,null,null,null,null,null,null,null,null,null,null,null,null,null,null,null,null,null,null,null,null,null,null,null,150,"T 172x348x57.3 Kg/m","TH","T",null,57.200000762939453,172,348,10,16,73,1230,5620,4.1100001335144043,8.7799997329711914,84.7,323,20,0,14.529999732971191,17.399999618530273]
[null,null,null,null,null,null,null,null,null,null,null,null,null,null,null,null,null,null,null,null,null,null,null,null,null,null,null,null,null,null,null,null,null,null,null,null,null,null,null,null,null,151,"T 172x354x65.4 Kg/m","TH","T",null,65.300003051757812,172,354,16,16,83.319999694824219,1800,5920,4.6500000953674316,8.4300003051757812,131,335,20,0,13.800000190734863,17.700000762939453]
[null,null,null,null,null,null,null,null,null,null,null,null,null,null,null,null,null,null,null,null,null,null,null,null,null,null,null,null,null,null,null,null,null,null,null,null,null,null,null,null,null,152,"T 175x350x68.2 Kg/m","TH","T",null,68.099998474121094,175,350,12,19,86.94000244140625,1520,6790,4.179999828338623,8.8400001525878906,104,388,20,0,14.640000343322754,17.5]
[null,null,null,null,null,null,null,null,null,null,null,null,null,null,null,null,null,null,null,null,null,null,null,null,null,null,null,null,null,null,null,null,null,null,null,null,null,null,null,null,null,153,"T 175x357x77.9 Kg/m","TH","T",null,77.800003051757812,175,357,19,19,99.19000244140625,2200,7220,4.7100000381469727,8.5299997329711914,158,404,20,0,13.909999847412109,17.850000381469727]
[null,null,null,null,null,null,null,null,null,null,null,null,null,null,null,null,null,null,null,null,null,null,null,null,null,null,null,null,null,null,null,null,null,null,null,null,null,null,null,null,null,154,"T 198x199x28.3 Kg/m","TH","T",null,28.299999237060547,198,199,7,11,36.080001831054687,1190,723,5.7600002288818359,4.4800000190734863,76.400000000000006,72.699996948242188,16,0,15.630000114440918,9.9499998092651367]
[null,null,null,null,null,null,null,null,null,null,null,null,null,null,null,null,null,null,null,null,null,null,null,null,null,null,null,null,null,null,null,null,null,null,null,null,null,null,null,null,null,155,"T 200x200x33 Kg/m","TH","T",null,33,200,200,8,13,42.060001373291016,1400,868,5.7600002288818359,4.5399999618530273,88.6,86.800003051757813,16,0,15.770000457763672,10]
[null,null,null,null,null,null,null,null,null,null,null,null,null,null,null,null,null,null,null,null,null,null,null,null,null,null,null,null,null,null,null,null,null,null,null,null,null,null,null,null,null,156,"T 193x299x47.1 Kg/m","TH","T",null,47,193,299,9,14,60.049999237060547,1530,3120,5.0399999618530273,7.2100000381469727,95.5,209,22,0,15.970000267028809,14.949999809265137]
[null,null,null,null,null,null,null,null,null,null,null,null,null,null,null,null,null,null,null,null,null,null,null,null,null,null,null,null,null,null,null,null,null,null,null,null,null,null,null,null,null,157,"T 195x300x53.4 Kg/m","TH","T",null,53.299999237060547,195,300,10,16,67.980003356933594,1730,3600,5.0500001907348633,7.2800002098083496,108,240,22,0,16.090000152587891,15]
[null,null,null,null,null,null,null,null,null,null,null,null,null,null,null,null,null,null,null,null,null,null,null,null,null,null,null,null,null,null,null,null,null,null,null,null,null,null,null,null,null,158,"T 194x402x70 Kg/m","TH","T",null,70,194,402,15,15,89.230003356933594,2480,8130,5.2699999809265137,9.5399999618530273,158,404,22,0,15.699999809265137,20.100000381469727]
[null,null,null,null,null,null,null,null,null,null,null,null,null,null,null,null,null,null,null,null,null,null,null,null,null,null,null,null,null,null,null,null,null,null,null,null,null,null,null,null,null,159,"T 197x398x73.3 Kg/m","TH","T",null,73.300003051757812,197,398,11,18,93.410003662109375,2050,9460,4.679999828338623,10,123,475,22,0,16.690000534057617,19.899999618530273]
[null,null,null,null,null,null,null,null,null,null,null,null,null,null,null,null,null,null,null,null,null,null,null,null,null,null,null,null,null,null,null,null,null,null,null,null,null,null,null,null,null,160,"T 197x405x84.1 Kg/m","TH","T",null,84.099998474121094,197,405,18,18,107.19999694824219,3050,9980,5.3400001525878906,9.6499996185302734,193,493,22,0,15.810000419616699,20.25]
[null,null,null,null,null,null,null,null,null,null,null,null,null,null,null,null,null,null,null,null,null,null,null,null,null,null,null,null,null,null,null,null,null,null,null,null,null,null,null,null,null,161,"T 200x400x85.8 Kg/m","TH","T",null,85.800003051757812,200,400,13,21,109.30000305175781,2480,11200,4.7600002288818359,10.100000381469727,147,560,22,0,16.790000915527344,20]
[null,null,null,null,null,null,null,null,null,null,null,null,null,null,null,null,null,null,null,null,null,null,null,null,null,null,null,null,null,null,null,null,null,null,null,null,null,null,null,null,null,162,"T 200x408x98.4 Kg/m","TH","T",null,98.400001525878906,200,408,21,21,125.30000305175781,3650,11900,5.4000000953674316,9.75,229,584,22,0,15.930000305175781,20.399999618530273]
[null,null,null,null,null,null,null,null,null,null,null,null,null,null,null,null,null,null,null,null,null,null,null,null,null,null,null,null,null,null,null,null,null,null,null,null,null,null,null,null,null,163,"T 207x405x116 Kg/m","TH","T",null,116,207,405,18,28,147.69999694824219,3620,15500,4.9499998092651367,10.199999809265137,213,776,22,0,17.020000457763672,20.25]
[null,null,null,null,null,null,null,null,null,null,null,null,null,null,null,null,null,null,null,null,null,null,null,null,null,null,null,null,null,null,null,null,null,null,null,null,null,null,null,null,null,164,"T 223x199x33.1 Kg/m","TH","T",null,33.099998474121094,223,199,8,12,42.150001525878906,1880,790,6.6700000762939453,4.3299999237060547,109,79.400001525878906,18,0,17.200000762939453,9.9499998092651367]
[null,null,null,null,null,null,null,null,null,null,null,null,null,null,null,null,null,null,null,null,null,null,null,null,null,null,null,null,null,null,null,null,null,null,null,null,null,null,null,null,null,165,"T 225x200x38 Kg/m","TH","T",null,38,225,200,9,14,48.380001068115234,2160,936,6.679999828338623,4.4000000953674316,124,93.599998474121094,18,0,17.350000381469727,10]
[null,null,null,null,null,null,null,null,null,null,null,null,null,null,null,null,null,null,null,null,null,null,null,null,null,null,null,null,null,null,null,null,null,null,null,null,null,null,null,null,null,166,"T 217x300x53 Kg/m","TH","T",null,53,217,299,10,15,67.519996643066406,2350,3350,5.8899998664855957,7.0399999618530273,133,224,24,0,17.659999847412109,14.949999809265137]
[null,null,null,null,null,null,null,null,null,null,null,null,null,null,null,null,null,null,null,null,null,null,null,null,null,null,null,null,null,null,null,null,null,null,null,null,null,null,null,null,null,167,"T 220x300x61.8 Kg/m","TH","T",null,61.799999237060547,220,300,11,18,78.69000244140625,2680,4060,5.8400001525878906,7.679999828338623,149,270,24,0,17.950000762939453,15]
[null,null,null,null,null,null,null,null,null,null,null,null,null,null,null,null,null,null,null,null,null,null,null,null,null,null,null,null,null,null,null,null,null,null,null,null,null,null,null,null,null,168,"T 248x199x39.7 Kg/m","TH","T",null,39.599998474121094,248,199,9,14,50.639999389648438,2840,922,7.4899997711181641,4.2699999809265137,150,92.599998474121094,20,0,18.899999618530273,9.9499998092651367]
[null,null,null,null,null,null,null,null,null,null,null,null,null,null,null,null,null,null,null,null,null,null,null,null,null,null,null,null,null,null,null,null,null,null,null,null,null,null,null,null,null,169,"T 250x200x44.8 Kg/m","TH","T",null,44.700000762939453,250,200,10,16,57.119998931884766,3210,1070,7.5,4.3299999237060547,169,107,20,0,19.040000915527344,10]
[null,null,null,null,null,null,null,null,null,null,null,null,null,null,null,null,null,null,null,null,null,null,null,null,null,null,null,null,null,null,null,null,null,null,null,null,null,null,null,null,null,170,"T 253x201x51.5 Kg/m","TH","T",null,51.400001525878906,253,201,11,19,65.650001525878906,3670,1290,7.4800000190734863,4.429999828338623,190,128,20,0,19.350000381469727,10.050000190734863]
[null,null,null,null,null,null,null,null,null,null,null,null,null,null,null,null,null,null,null,null,null,null,null,null,null,null,null,null,null,null,null,null,null,null,null,null,null,null,null,null,null,171,"T 241x300x57.1 Kg/m","TH","T",null,57,241,300,11,15,72.760002136230469,3420,3380,6.8499999046325684,6.820000171661377,178,225,26,0,19.180000305175781,15]
[null,null,null,null,null,null,null,null,null,null,null,null,null,null,null,null,null,null,null,null,null,null,null,null,null,null,null,null,null,null,null,null,null,null,null,null,null,null,null,null,null,172,"T 244x300x64.2 Kg/m","TH","T",null,64.099998474121094,244,300,11,18,81.760002136230469,3620,4060,6.6599998474121094,7.070000171661377,184,70,26,0,19.739999771118164,15]
[null,null,null,null,null,null,null,null,null,null,null,null,null,null,null,null,null,null,null,null,null,null,null,null,null,null,null,null,null,null,null,null,null,null,null,null,null,null,null,null,null,173,"T 298x199x47.3 Kg/m","TH","T",null,47.200000762939453,298,199,10,15,60.229999542236328,5190,989,9.2899999618530273,4.0500001907348633,236,99.400001525878906,22,0,22.010000228881836,9.9499998092651367]
[null,null,null,null,null,null,null,null,null,null,null,null,null,null,null,null,null,null,null,null,null,null,null,null,null,null,null,null,null,null,null,null,null,null,null,null,null,null,null,null,null,174,"T 300x200x52.8 Kg/m","TH","T",null,52.700000762939453,300,200,11,17,67.209999084472656,5810,1140,9.3000001907348633,4.119999885559082,262,114,22,0,22.159999847412109,10]
[null,null,null,null,null,null,null,null,null,null,null,null,null,null,null,null,null,null,null,null,null,null,null,null,null,null,null,null,null,null,null,null,null,null,null,null,null,null,null,null,null,175,"T 303x201x59.8 Kg/m","TH","T",null,59.700000762939453,303,201,12,20,76.239997863769531,6570,1360,9.2799997329711914,4.2199997901916504,292,135,22,0,22.510000228881836,10.050000190734863]
[null,null,null,null,null,null,null,null,null,null,null,null,null,null,null,null,null,null,null,null,null,null,null,null,null,null,null,null,null,null,null,null,null,null,null,null,null,null,null,null,null,176,"T 306x202x67 Kg/m","TH","T",null,66.900001525878906,306,202,13,23,85.330001831054688,7340,1590,9.2700004577636719,4.309999942779541,322,157,22,0,22.809999465942383,10.100000381469727]
[null,null,null,null,null,null,null,null,null,null,null,null,null,null,null,null,null,null,null,null,null,null,null,null,null,null,null,null,null,null,null,null,null,null,null,null,null,null,null,null,null,177,"T 291x300x68.5 Kg/m","TH","T",null,68.400001525878906,291,300,12,17,87.239997863769531,6360,3830,8.5399999618530273,6.630000114440918,280,256,28,0,22.709999084472656,15]
[null,null,null,null,null,null,null,null,null,null,null,null,null,null,null,null,null,null,null,null,null,null,null,null,null,null,null,null,null,null,null,null,null,null,null,null,null,null,null,null,null,178,"T 294x300x75.6 Kg/m","TH","T",null,75.5,294,300,12,20,96.239997863769531,6710,4510,8.3500003814697266,6.8499999046325684,288,301,28,0,23.319999694824219,15]
[null,null,null,null,null,null,null,null,null,null,null,null,null,null,null,null,null,null,null,null,null,null,null,null,null,null,null,null,null,null,null,null,null,null,null,null,null,null,null,null,null,179,"T 297x302x87.3 Kg/m","TH","T",null,87.199996948242188,297,302,14,23,111.19999694824219,7920,5290,8.4399995803833008,6.9000000953674316,339,350,28,0,23.370000839233398,15.100000381469727]
[null,null,null,null,null,null,null,null,null,null,null,null,null,null,null,null,null,null,null,null,null,null,null,null,null,null,null,null,null,null,null,null,null,null,null,null,null,null,null,null,null,180,"T 346x300x83 Kg/m","TH","T",null,82.900001525878906,346,300,13,20,105.69999694824219,11300,4510,10.300000190734863,6.5300002098083496,425,301,28,0,26.610000610351562,15]
[null,null,null,null,null,null,null,null,null,null,null,null,null,null,null,null,null,null,null,null,null,null,null,null,null,null,null,null,null,null,null,null,null,null,null,null,null,null,null,null,null,181,"T 350x300x92.4 Kg/m","TH","T",null,92.300003051757813,350,300,13,24,117.69999694824219,12000,5410,10.100000381469727,6.7800002098083496,438,361,28,0,27.450000762939453,15]
[null,null,null,null,null,null,null,null,null,null,null,null,null,null,null,null,null,null,null,null,null,null,null,null,null,null,null,null,null,null,null,null,null,null,null,null,null,null,null,null,null,182,"T 396x300x95.6 Kg/m","TH","T",null,95.5,396,300,14,22,121.69999694824219,17100,4960,12.100000381469727,6.380000114440918,593,331,28,0,29.940000534057617,15]
[null,null,null,null,null,null,null,null,null,null,null,null,null,null,null,null,null,null,null,null,null,null,null,null,null,null,null,null,null,null,null,null,null,null,null,null,null,null,null,null,null,183,"T 400x300x105 Kg/m","TH","T",null,104.90000152587891,400,300,14,26,133.69999694824219,18800,5860,11.899999618530273,6.619999885559082,610,391,28,0,30.819999694824219,15]
[null,null,null,null,null,null,null,null,null,null,null,null,null,null,null,null,null,null,null,null,null,null,null,null,null,null,null,null,null,null,null,null,null,null,null,null,null,null,null,null,null,184,"EL 25x25x1.12 Kg/m","EL","L",null,1.1000000238418579,25,25,3,3,1.4270000457763672,0.80000001192092896,0.80000001192092896,0.74699997901916504,0.74699997901916504,0.45,0.44800001382827759,4,2,0.71899998188018799,0.71899998188018799]
[null,null,null,null,null,null,null,null,null,null,null,null,null,null,null,null,null,null,null,null,null,null,null,null,null,null,null,null,null,null,null,null,null,null,null,null,null,null,null,null,null,185,"EL 25x25x1.77 Kg/m","EL","L",null,1.7999999523162842,25,25,5,5,2.2599999904632568,1.2000000476837158,1.2000000476837158,0.73000001907348633,0.73000001907348633,0.71,0.70999997854232788,3.5,2.4000000953674316,0.80000001192092896,0.80000001192092896]
[null,null,null,null,null,null,null,null,null,null,null,null,null,null,null,null,null,null,null,null,null,null,null,null,null,null,null,null,null,null,null,null,null,null,null,null,null,null,null,null,null,186,"EL 30x30x1.36 Kg/m","EL","L",null,1.3999999761581421,30,30,3,3,1.7269999980926514,1.3999999761581421,1.4199999570846558,0.90799999237060547,0.90799999237060547,0.66,0.66100001335144043,4,2,0.84399998188018799,0.84399998188018799]
[null,null,null,null,null,null,null,null,null,null,null,null,null,null,null,null,null,null,null,null,null,null,null,null,null,null,null,null,null,null,null,null,null,null,null,null,null,null,null,null,null,187,"EL 30x30x2.18 Kg/m","EL","L",null,2.2000000476837158,30,30,5,5,2.7799999713897705,2.2000000476837158,2.1600000858306885,0.87999999523162842,0.87999999523162842,1.04,1.0099999904632568,5,2.4000000953674316,0.92000001668930054,0.92000001668930054]
[null,null,null,null,null,null,null,null,null,null,null,null,null,null,null,null,null,null,null,null,null,null,null,null,null,null,null,null,null,null,null,null,null,null,null,null,null,null,null,null,null,188,"EL 40x40x1.83 Kg/m","EL","L",null,1.7999999523162842,40,40,3,3,2.3359999656677246,3.5,3.5299999713897705,1.2300000190734863,1.2300000190734863,1.21,1.2100000381469727,4.5,2,1.0900000333786011,1.0900000333786011]
[null,null,null,null,null,null,null,null,null,null,null,null,null,null,null,null,null,null,null,null,null,null,null,null,null,null,null,null,null,null,null,null,null,null,null,null,null,null,null,null,null,189,"EL 40x40x2.42 Kg/m","EL","L",null,2.4000000953674316,40,40,4,4,3.0799999237060547,4.5,4.4699997901916504,1.2100000381469727,1.2100000381469727,1.55,1.5499999523162842,6,2.4000000953674316,1.1200000047683716,1.1200000047683716]
[null,null,null,null,null,null,null,null,null,null,null,null,null,null,null,null,null,null,null,null,null,null,null,null,null,null,null,null,null,null,null,null,null,null,null,null,null,null,null,null,null,190,"EL 40x40x2.95 Kg/m","EL","L",null,2.9000000953674316,40,40,5,5,3.755000114440918,5.4000000953674316,5.4200000762939453,1.2000000476837158,1.2000000476837158,1.91,1.9099999666213989,4.5,3,1.1699999570846558,1.1699999570846558]
[null,null,null,null,null,null,null,null,null,null,null,null,null,null,null,null,null,null,null,null,null,null,null,null,null,null,null,null,null,null,null,null,null,null,null,null,null,null,null,null,null,191,"EL 40x40x3.52 Kg/m","EL","L",null,3.5,40,40,6,6,4.4800000190734863,6.3000001907348633,6.309999942779541,1.190000057220459,1.190000057220459,2.2599999999999998,2.2599999904632568,6,2.4000000953674316,1.2000000476837158,1.2000000476837158]
[null,null,null,null,null,null,null,null,null,null,null,null,null,null,null,null,null,null,null,null,null,null,null,null,null,null,null,null,null,null,null,null,null,null,null,null,null,null,null,null,null,192,"EL 45x45x2.74 Kg/m","EL","L",null,2.7000000476837158,45,45,4,4,3.4920001029968262,6.5,6.5,1.3600000143051147,1.3600000143051147,2,2,6.5,3,1.2400000095367432,1.2400000095367432]
[null,null,null,null,null,null,null,null,null,null,null,null,null,null,null,null,null,null,null,null,null,null,null,null,null,null,null,null,null,null,null,null,null,null,null,null,null,null,null,null,null,193,"EL 45x45x3.38 Kg/m","EL","L",null,3.4000000953674316,45,45,5,5,4.3020000457763672,7.9000000953674316,7.9099998474121094,1.3600000143051147,1.3600000143051147,2.46,2.4600000381469727,6.5,3,1.2799999713897705,1.2799999713897705]
[null,null,null,null,null,null,null,null,null,null,null,null,null,null,null,null,null,null,null,null,null,null,null,null,null,null,null,null,null,null,null,null,null,null,null,null,null,null,null,null,null,194,"EL 50x50x2.33 Kg/m","EL","L",null,2.2999999523162842,50,50,3,3,2.9600000381469727,6.9000000953674316,6.8600001335144043,1.5199999809265137,1.5199999809265137,1.86,1.8600000143051147,7,2.4000000953674316,1.309999942779541,1.309999942779541]
[null,null,null,null,null,null,null,null,null,null,null,null,null,null,null,null,null,null,null,null,null,null,null,null,null,null,null,null,null,null,null,null,null,null,null,null,null,null,null,null,null,195,"EL 50x50x3.06 Kg/m","EL","L",null,3.0999999046325684,50,50,4,4,3.8919999599456787,9.1000003814697266,9.0600004196166992,1.5299999713897705,1.5299999713897705,2.4900000000000002,2.4900000095367432,6.5,3,1.3700000047683716,1.3700000047683716]
[null,null,null,null,null,null,null,null,null,null,null,null,null,null,null,null,null,null,null,null,null,null,null,null,null,null,null,null,null,null,null,null,null,null,null,null,null,null,null,null,null,196,"EL 50x50x3.77 Kg/m","EL","L",null,3.7999999523162842,50,50,5,5,4.8020000457763672,11.100000381469727,11.100000381469727,1.5199999809265137,1.5199999809265137,3.08,3.0799999237060547,6.5,3,1.4099999666213989,1.4099999666213989]
[null,null,null,null,null,null,null,null,null,null,null,null,null,null,null,null,null,null,null,null,null,null,null,null,null,null,null,null,null,null,null,null,null,null,null,null,null,null,null,null,null,197,"EL 50x50x4.43 Kg/m","EL","L",null,4.4000000953674316,50,50,6,6,5.6440000534057617,12.600000381469727,12.600000381469727,1.5,1.5,3.55,3.5499999523162842,6.5,4.5,1.440000057220459,1.440000057220459]
[null,null,null,null,null,null,null,null,null,null,null,null,null,null,null,null,null,null,null,null,null,null,null,null,null,null,null,null,null,null,null,null,null,null,null,null,null,null,null,null,null,198,"EL 60x60x3.68 Kg/m","EL","L",null,3.7000000476837158,60,60,4,4,4.6919999122619629,16,16,1.8500000238418579,1.8500000238418579,3.66,3.6600000858306885,6.5,3,1.6100000143051147,1.6100000143051147]
[null,null,null,null,null,null,null,null,null,null,null,null,null,null,null,null,null,null,null,null,null,null,null,null,null,null,null,null,null,null,null,null,null,null,null,null,null,null,null,null,null,199,"EL 60x60x4.55 Kg/m","EL","L",null,4.5,60,60,5,5,5.8020000457763672,19.600000381469727,19.600000381469727,1.8400000333786011,1.8400000333786011,4.5199999999999996,4.5199999809265137,6.5,3,1.6599999666213989,1.6599999666213989]
[null,null,null,null,null,null,null,null,null,null,null,null,null,null,null,null,null,null,null,null,null,null,null,null,null,null,null,null,null,null,null,null,null,null,null,null,null,null,null,null,null,200,"EL 65x65x5 Kg/m","EL","L",null,5,65,65,5,5,6.3670001029968262,25.299999237060547,25.299999237060547,1.9900000095367432,1.9900000095367432,5.35,5.3499999046325684,8.5,3,1.7699999809265137,1.7699999809265137]
[null,null,null,null,null,null,null,null,null,null,null,null,null,null,null,null,null,null,null,null,null,null,null,null,null,null,null,null,null,null,null,null,null,null,null,null,null,null,null,null,null,201,"EL 65x65x5.91 Kg/m","EL","L",null,5.9000000953674316,65,65,6,6,7.5269999504089355,29.399999618530273,29.399999618530273,1.9800000190734863,1.9800000190734863,6.26,6.2600002288818359,8.5,4,1.809999942779541,1.809999942779541]
[null,null,null,null,null,null,null,null,null,null,null,null,null,null,null,null,null,null,null,null,null,null,null,null,null,null,null,null,null,null,null,null,null,null,null,null,null,null,null,null,null,202,"EL 65x65x7.66 Kg/m","EL","L",null,7.6999998092651367,65,65,8,8,9.7609996795654297,36.799999237060547,36.799999237060547,1.940000057220459,1.940000057220459,7.96,7.9600000381469727,8.5,6,1.8799999952316284,1.8799999952316284]
[null,null,null,null,null,null,null,null,null,null,null,null,null,null,null,null,null,null,null,null,null,null,null,null,null,null,null,null,null,null,null,null,null,null,null,null,null,null,null,null,null,203,"EL 70x70x6.38 Kg/m","EL","L",null,6.4000000953674316,70,70,6,6,8.1269998550415039,37.099998474121094,37.099998474121094,2.1400001049041748,2.1400001049041748,7.33,7.3299999237060547,8.5,4,1.9299999475479126,1.9299999475479126]
[null,null,null,null,null,null,null,null,null,null,null,null,null,null,null,null,null,null,null,null,null,null,null,null,null,null,null,null,null,null,null,null,null,null,null,null,null,null,null,null,null,204,"EL 75x75x6.85 Kg/m","EL","L",null,6.8000001907348633,75,75,6,6,8.7270002365112305,46.099998474121094,46.099998474121094,2.2999999523162842,2.2999999523162842,8.4700000000000006,8.4700002670288086,8.5,4,2.059999942779541,2.059999942779541]
[null,null,null,null,null,null,null,null,null,null,null,null,null,null,null,null,null,null,null,null,null,null,null,null,null,null,null,null,null,null,null,null,null,null,null,null,null,null,null,null,null,205,"EL 75x75x9.96 Kg/m","EL","L",null,9.8999996185302734,75,75,9,9,12.689999580383301,64.400001525878906,64.400001525878906,2.25,2.25,12.1,12.100000381469727,8.5,6,2.1700000762939453,2.1700000762939453]
[null,null,null,null,null,null,null,null,null,null,null,null,null,null,null,null,null,null,null,null,null,null,null,null,null,null,null,null,null,null,null,null,null,null,null,null,null,null,null,null,null,206,"EL 75x75x13 Kg/m","EL","L",null,13,75,75,12,12,16.559999465942383,81.900001525878906,81.900001525878906,2.2200000286102295,2.2200000286102295,15.7,15.699999809265137,8.5,6,2.2899999618530273,2.2899999618530273]
[null,null,null,null,null,null,null,null,null,null,null,null,null,null,null,null,null,null,null,null,null,null,null,null,null,null,null,null,null,null,null,null,null,null,null,null,null,null,null,null,null,207,"EL 80x80x7.32 Kg/m","EL","L",null,7.3000001907348633,80,80,6,6,9.3269996643066406,56.400001525878906,56.400001525878906,2.4600000381469727,2.4600000381469727,9.6999999999999993,9.6999998092651367,8.5,4,2.1800000667572021,2.1800000667572021]
[null,null,null,null,null,null,null,null,null,null,null,null,null,null,null,null,null,null,null,null,null,null,null,null,null,null,null,null,null,null,null,null,null,null,null,null,null,null,null,null,null,208,"EL 90x90x8.28 Kg/m","EL","L",null,8.3000001907348633,90,90,6,6,10.550000190734863,80.699996948242188,80.699996948242188,2.7699999809265137,2.7699999809265137,12.3,12.300000190734863,10,5,2.4200000762939453,2.4200000762939453]
[null,null,null,null,null,null,null,null,null,null,null,null,null,null,null,null,null,null,null,null,null,null,null,null,null,null,null,null,null,null,null,null,null,null,null,null,null,null,null,null,null,209,"EL 90x90x9.59 Kg/m","EL","L",null,9.6000003814697266,90,90,7,7,12.220000267028809,93,93,2.7599999904632568,2.7599999904632568,14.2,14.199999809265137,10,5,2.4600000381469727,2.4600000381469727]
[null,null,null,null,null,null,null,null,null,null,null,null,null,null,null,null,null,null,null,null,null,null,null,null,null,null,null,null,null,null,null,null,null,null,null,null,null,null,null,null,null,210,"EL 90x90x13.3 Kg/m","EL","L",null,13.300000190734863,90,90,10,10,17,125,125,2.7100000381469727,2.7100000381469727,19.5,19.5,10,7,2.5699999332427979,2.5699999332427979]
[null,null,null,null,null,null,null,null,null,null,null,null,null,null,null,null,null,null,null,null,null,null,null,null,null,null,null,null,null,null,null,null,null,null,null,null,null,null,null,null,null,211,"EL 90x90x15.9 Kg/m","EL","L",null,15.899999618530273,90,90,12,12,20.299999237060547,148,148,2.7000000476837158,2.7000000476837158,23.3,23.299999237060547,11,4.8000001907348633,2.6600000858306885,2.6600000858306885]
[null,null,null,null,null,null,null,null,null,null,null,null,null,null,null,null,null,null,null,null,null,null,null,null,null,null,null,null,null,null,null,null,null,null,null,null,null,null,null,null,null,212,"EL 90x90x17 Kg/m","EL","L",null,17,90,90,13,13,21.709999084472656,156,156,2.6800000667572021,2.6800000667572021,24.8,24.799999237060547,10,7,2.690000057220459,2.690000057220459]
[null,null,null,null,null,null,null,null,null,null,null,null,null,null,null,null,null,null,null,null,null,null,null,null,null,null,null,null,null,null,null,null,null,null,null,null,null,null,null,null,null,213,"EL 100x100x10.7 Kg/m","EL","L",null,10.699999809265137,100,100,7,7,13.619999885559082,129,129,3.0799999237060547,3.0799999237060547,17.7,17.700000762939453,10,5,2.7100000381469727,2.7100000381469727]
[null,null,null,null,null,null,null,null,null,null,null,null,null,null,null,null,null,null,null,null,null,null,null,null,null,null,null,null,null,null,null,null,null,null,null,null,null,null,null,null,null,214,"EL 100x100x14.9 Kg/m","EL","L",null,14.899999618530273,100,100,10,10,19,175,175,3.0399999618530273,3.0399999618530273,24.4,24.399999618530273,10,7,2.8199999332427979,2.8199999332427979]
[null,null,null,null,null,null,null,null,null,null,null,null,null,null,null,null,null,null,null,null,null,null,null,null,null,null,null,null,null,null,null,null,null,null,null,null,null,null,null,null,null,215,"EL 100x100x17.8 Kg/m","EL","L",null,17.799999237060547,100,100,12,12,22.700000762939453,207,207,3.0199999809265137,3.0199999809265137,29.1,29.100000381469727,12,4.8000001907348633,2.9000000953674316,2.9000000953674316]
[null,null,null,null,null,null,null,null,null,null,null,null,null,null,null,null,null,null,null,null,null,null,null,null,null,null,null,null,null,null,null,null,null,null,null,null,null,null,null,null,null,216,"EL 100x100x19.1 Kg/m","EL","L",null,19.100000381469727,100,100,13,13,24.309999465942383,220,220,3,3,31.1,31.100000381469727,10,7,2.940000057220459,2.940000057220459]
[null,null,null,null,null,null,null,null,null,null,null,null,null,null,null,null,null,null,null,null,null,null,null,null,null,null,null,null,null,null,null,null,null,null,null,null,null,null,null,null,null,217,"EL 120x120x14.7 Kg/m","EL","L",null,14.699999809265137,120,120,8,8,18.760000228881836,258,258,3.7100000381469727,3.7100000381469727,29.5,29.5,12,5,3.2400000095367432,3.2400000095367432]
[null,null,null,null,null,null,null,null,null,null,null,null,null,null,null,null,null,null,null,null,null,null,null,null,null,null,null,null,null,null,null,null,null,null,null,null,null,null,null,null,null,218,"EL 130x130x17.9 Kg/m","EL","L",null,17.899999618530273,130,130,9,9,22.739999771118164,366,366,4.0100002288818359,4.0100002288818359,38.700000000000003,38.700000762939453,12,6,3.5299999713897705,3.5299999713897705]
[null,null,null,null,null,null,null,null,null,null,null,null,null,null,null,null,null,null,null,null,null,null,null,null,null,null,null,null,null,null,null,null,null,null,null,null,null,null,null,null,null,219,"EL 130x130x23.4 Kg/m","EL","L",null,23.399999618530273,130,130,12,12,29.760000228881836,467,467,3.9600000381469727,3.9600000381469727,49.9,49.900001525878906,12,8.5,3.6400001049041748,3.6400001049041748]
[null,null,null,null,null,null,null,null,null,null,null,null,null,null,null,null,null,null,null,null,null,null,null,null,null,null,null,null,null,null,null,null,null,null,null,null,null,null,null,null,null,220,"EL 130x130x28.8 Kg/m","EL","L",null,28.799999237060547,130,130,15,15,36.75,568,568,3.9300000667572021,3.9300000667572021,61.5,61.5,12,8.5,3.7599999904632568,3.7599999904632568]
[null,null,null,null,null,null,null,null,null,null,null,null,null,null,null,null,null,null,null,null,null,null,null,null,null,null,null,null,null,null,null,null,null,null,null,null,null,null,null,null,null,221,"EL 150x150x27.3 Kg/m","EL","L",null,27.299999237060547,150,150,12,12,34.770000457763672,740,740,4.6100001335144043,4.6100001335144043,68.099999999999994,68.099998474121094,14,7,4.1399998664855957,4.1399998664855957]
[null,null,null,null,null,null,null,null,null,null,null,null,null,null,null,null,null,null,null,null,null,null,null,null,null,null,null,null,null,null,null,null,null,null,null,null,null,null,null,null,null,222,"EL 150x150x33.6 Kg/m","EL","L",null,33.599998474121094,150,150,15,15,42.740001678466797,888,888,4.559999942779541,4.559999942779541,82.6,82.599998474121094,14,10,4.2399997711181641,4.2399997711181641]
[null,null,null,null,null,null,null,null,null,null,null,null,null,null,null,null,null,null,null,null,null,null,null,null,null,null,null,null,null,null,null,null,null,null,null,null,null,null,null,null,null,223,"EL 150x150x41.9 Kg/m","EL","L",null,41.799999237060547,150,150,19,19,53.380001068115234,1090,1090,4.5199999809265137,4.5199999809265137,103,103,14,10,4.4000000953674316,4.4000000953674316]
[null,null,null,null,null,null,null,null,null,null,null,null,null,null,null,null,null,null,null,null,null,null,null,null,null,null,null,null,null,null,null,null,null,null,null,null,null,null,null,null,null,224,"EL 175x175x31.8 Kg/m","EL","L",null,31.799999237060547,175,175,12,12,40.520000457763672,1170,1170,5.380000114440918,5.380000114440918,91.8,91.800003051757813,15,11,4.7300000190734863,4.7300000190734863]
[null,null,null,null,null,null,null,null,null,null,null,null,null,null,null,null,null,null,null,null,null,null,null,null,null,null,null,null,null,null,null,null,null,null,null,null,null,null,null,null,null,225,"EL 175x175x39.4 Kg/m","EL","L",null,39.299999237060547,175,175,15,15,50.209999084472656,1440,1440,5.3499999046325684,5.3499999046325684,114,114,15,11,4.8499999046325684,4.8499999046325684]
[null,null,null,null,null,null,null,null,null,null,null,null,null,null,null,null,null,null,null,null,null,null,null,null,null,null,null,null,null,null,null,null,null,null,null,null,null,null,null,null,null,226,"EL 200x200x45.3 Kg/m","EL","L",null,45.200000762939453,200,200,15,15,57.75,2180,2180,6.1399998664855957,6.1399998664855957,150,150,17,12,5.4600000381469727,5.4600000381469727]
[null,null,null,null,null,null,null,null,null,null,null,null,null,null,null,null,null,null,null,null,null,null,null,null,null,null,null,null,null,null,null,null,null,null,null,null,null,null,null,null,null,227,"EL 200x200x59.7 Kg/m","EL","L",null,59.599998474121094,200,200,20,20,76,2820,2820,6.0900001525878906,6.0900001525878906,197,197,17,12,5.6700000762939453,5.6700000762939453]
[null,null,null,null,null,null,null,null,null,null,null,null,null,null,null,null,null,null,null,null,null,null,null,null,null,null,null,null,null,null,null,null,null,null,null,null,null,null,null,null,null,228,"EL 200x200x73.6 Kg/m","EL","L",null,73.5,200,200,25,25,93.75,3420,3420,6.0399999618530273,6.0399999618530273,242,242,17,12,5.8600001335144043,5.8600001335144043]
[null,null,null,null,null,null,null,null,null,null,null,null,null,null,null,null,null,null,null,null,null,null,null,null,null,null,null,null,null,null,null,null,null,null,null,null,null,null,null,null,null,229,"EL 250x250x93.7 Kg/m","EL","L",null,93.599998474121094,250,250,25,25,119.40000152587891,6950,6950,7.630000114440918,7.630000114440918,388,388,24,12,7.0999999046325684,7.0999999046325684]
[null,null,null,null,null,null,null,null,null,null,null,null,null,null,null,null,null,null,null,null,null,null,null,null,null,null,null,null,null,null,null,null,null,null,null,null,null,null,null,null,null,230,"EL 250x250x128 Kg/m","EL","L",null,127.80000305175781,250,250,35,35,162.60000610351562,9110,9110,7.4899997711181641,7.4899997711181641,519,519,24,18,7.4499998092651367,7.4499998092651367]
[null,null,null,null,null,null,null,null,null,null,null,null,null,null,null,null,null,null,null,null,null,null,null,null,null,null,null,null,null,null,null,null,null,null,null,null,null,null,null,null,null,231,"UL 90x75x11 Kg/m","UL","L",null,11,90,75,9,9,14.039999961853027,109,68.099998474121094,2.7799999713897705,2.2000000476837158,17.399999999999999,12.399999618530273,8.5,6,2.75,2]
[null,null,null,null,null,null,null,null,null,null,null,null,null,null,null,null,null,null,null,null,null,null,null,null,null,null,null,null,null,null,null,null,null,null,null,null,null,null,null,null,null,232,"UL 100x75x9.32 Kg/m","UL","L",null,9.3000001907348633,100,75,7,7,11.869999885559082,118,56.900001525878906,3.1500000953674316,2.190000057220459,17,10,10,5,3.059999942779541,1.8300000429153442]
[null,null,null,null,null,null,null,null,null,null,null,null,null,null,null,null,null,null,null,null,null,null,null,null,null,null,null,null,null,null,null,null,null,null,null,null,null,null,null,null,null,233,"UL 100x75x13 Kg/m","UL","L",null,13,100,75,10,10,16.5,159,76.099998474121094,3.1099998950958252,2.1500000953674316,23.3,13.699999809265137,10,7,3.1700000762939453,1.940000057220459]
[null,null,null,null,null,null,null,null,null,null,null,null,null,null,null,null,null,null,null,null,null,null,null,null,null,null,null,null,null,null,null,null,null,null,null,null,null,null,null,null,null,234,"UL 125x75x10.7 Kg/m","UL","L",null,10.699999809265137,125,75,7,7,13.619999885559082,219,60.400001525878906,4.0100002288818359,2.1099998950958252,26.1,10.300000190734863,10,5,4.0999999046325684,1.6399999856948853]
[null,null,null,null,null,null,null,null,null,null,null,null,null,null,null,null,null,null,null,null,null,null,null,null,null,null,null,null,null,null,null,null,null,null,null,null,null,null,null,null,null,235,"UL 125x75x14.9 Kg/m","UL","L",null,14.899999618530273,125,75,10,10,19,299,80.800003051757813,3.9600000381469727,2.059999942779541,36.1,14.100000381469727,10,7,4.2199997901916504,1.75]
[null,null,null,null,null,null,null,null,null,null,null,null,null,null,null,null,null,null,null,null,null,null,null,null,null,null,null,null,null,null,null,null,null,null,null,null,null,null,null,null,null,236,"UL 125x75x19.1 Kg/m","UL","L",null,19.100000381469727,125,75,13,13,24.309999465942383,376,101,3.9300000667572021,2.0399999618530273,46.1,17.899999618530273,10,7,4.3499999046325684,1.8700000047683716]
[null,null,null,null,null,null,null,null,null,null,null,null,null,null,null,null,null,null,null,null,null,null,null,null,null,null,null,null,null,null,null,null,null,null,null,null,null,null,null,null,null,237,"UL 125x90x16.1 Kg/m","UL","L",null,16.100000381469727,125,90,10,10,20.5,318,138,3.940000057220459,2.5899999141693115,37.200000000000003,20.299999237060547,10,7,3.9500000476837158,2.2200000286102295]
[null,null,null,null,null,null,null,null,null,null,null,null,null,null,null,null,null,null,null,null,null,null,null,null,null,null,null,null,null,null,null,null,null,null,null,null,null,null,null,null,null,238,"UL 125x90x20.6 Kg/m","UL","L",null,20.600000381469727,125,90,13,13,26.260000228881836,401,173,3.9100000858306885,2.5699999332427979,47.5,25.899999618530273,10,7,4.070000171661377,2.3399999141693115]
[null,null,null,null,null,null,null,null,null,null,null,null,null,null,null,null,null,null,null,null,null,null,null,null,null,null,null,null,null,null,null,null,null,null,null,null,null,null,null,null,null,239,"UL 150x90x16.4 Kg/m","UL","L",null,16.399999618530273,150,90,9,9,20.940000534057617,485,133,4.809999942779541,2.5199999809265137,48.2,19,12,6,4.9499998092651367,1.9900000095367432]
[null,null,null,null,null,null,null,null,null,null,null,null,null,null,null,null,null,null,null,null,null,null,null,null,null,null,null,null,null,null,null,null,null,null,null,null,null,null,null,null,null,240,"UL 150x90x21.5 Kg/m","UL","L",null,21.5,150,90,12,12,27.360000610351563,619,167,4.7600002288818359,2.4700000286102295,62.3,24.299999237060547,12,8.5,5.070000171661377,2.0999999046325684]
[null,null,null,null,null,null,null,null,null,null,null,null,null,null,null,null,null,null,null,null,null,null,null,null,null,null,null,null,null,null,null,null,null,null,null,null,null,null,null,null,null,241,"UL 150x100x17.1 Kg/m","UL","L",null,17.100000381469727,150,100,9,9,21.840000152587891,502,181,4.7899999618530273,2.880000114440918,49.1,23.5,12,6,4.7600002288818359,2.2999999523162842]
[null,null,null,null,null,null,null,null,null,null,null,null,null,null,null,null,null,null,null,null,null,null,null,null,null,null,null,null,null,null,null,null,null,null,null,null,null,null,null,null,null,242,"UL 150x100x22.4 Kg/m","UL","L",null,22.399999618530273,150,100,12,12,28.559999465942383,642,228,4.7399997711181641,2.8299999237060547,63.4,30.100000381469727,12,8.5,4.880000114440918,2.4100000858306885]
[null,null,null,null,null,null,null,null,null,null,null,null,null,null,null,null,null,null,null,null,null,null,null,null,null,null,null,null,null,null,null,null,null,null,null,null,null,null,null,null,null,243,"UL 150x100x27.7 Kg/m","UL","L",null,27.700000762939453,150,100,15,15,35.25,782,276,4.7100000381469727,2.7999999523162842,78.2,37,12,8.5,5,2.5299999713897705]
[null,null,null,null,null,null,null,null,null,null,null,null,null,null,null,null,null,null,null,null,null,null,null,null,null,null,null,null,null,null,null,null,null,null,null,null,null,null,null,null,null,244,"ELL 25x25x2.24 Kg/m","ELL","LL",null,2.2000000476837158,25,25,3,3,2.8540000915527344,1.6000000238418579,3.75,0.74733817577362061,1.1461570262908936,0.9,1.4148039817810059,4,2,0.71899998188018799,2.6500000953674316]
[null,null,null,null,null,null,null,null,null,null,null,null,null,null,null,null,null,null,null,null,null,null,null,null,null,null,null,null,null,null,null,null,null,null,null,null,null,null,null,null,null,245,"ELL 25x25x3.54 Kg/m","ELL","LL",null,3.5,25,25,5,5,4.5199999809265137,2.4000000953674316,7.380000114440918,0.72867918014526367,1.2780740261077881,1.41,2.6848359107971191,3.5,2.4000000953674316,0.80000001192092896,2.75]
[null,null,null,null,null,null,null,null,null,null,null,null,null,null,null,null,null,null,null,null,null,null,null,null,null,null,null,null,null,null,null,null,null,null,null,null,null,null,null,null,null,246,"ELL 30x30x2.72 Kg/m","ELL","LL",null,2.7000000476837158,30,30,3,3,3.4539999961853027,2.7999999523162842,6.25,0.90677177906036377,1.3454630374908447,1.32,1.9849770069122314,4,2,0.84399998188018799,3.1500000953674316]
[null,null,null,null,null,null,null,null,null,null,null,null,null,null,null,null,null,null,null,null,null,null,null,null,null,null,null,null,null,null,null,null,null,null,null,null,null,null,null,null,null,247,"ELL 30x30x4.36 Kg/m","ELL","LL",null,4.4000000953674316,30,30,5,5,5.559999942779541,4.3000001907348633,11.930000305175781,0.88146382570266724,1.4648820161819458,2.08,3.6711030006408691,5,2.4000000953674316,0.92000001668930054,3.25]
[null,null,null,null,null,null,null,null,null,null,null,null,null,null,null,null,null,null,null,null,null,null,null,null,null,null,null,null,null,null,null,null,null,null,null,null,null,null,null,null,null,248,"ELL 40x40x3.66 Kg/m","ELL","LL",null,3.7000000476837158,40,40,3,3,4.6719999313354492,7.0999999046325684,14.239999771118164,1.2292799949645996,1.7460609674453735,2.4300000000000002,3.4322090148925781,4.5,2,1.0900000333786011,4.1500000953674316]
[null,null,null,null,null,null,null,null,null,null,null,null,null,null,null,null,null,null,null,null,null,null,null,null,null,null,null,null,null,null,null,null,null,null,null,null,null,null,null,null,null,249,"ELL 40x40x4.84 Kg/m","ELL","LL",null,4.8000001907348633,40,40,4,4,6.1599998474121094,8.8999996185302734,19.670000076293945,1.2046990394592285,1.7870919704437256,3.1,4.6840920448303223,6,2.4000000953674316,1.1200000047683716,4.1999998092651367]
[null,null,null,null,null,null,null,null,null,null,null,null,null,null,null,null,null,null,null,null,null,null,null,null,null,null,null,null,null,null,null,null,null,null,null,null,null,null,null,null,null,250,"ELL 40x40x5.9 Kg/m","ELL","LL",null,5.9000000953674316,40,40,5,5,7.5100002288818359,10.800000190734863,25.979999542236328,1.2014189958572388,1.8600560426712036,3.83,6.1136860847473145,4.5,3,1.1699999570846558,4.25]
[null,null,null,null,null,null,null,null,null,null,null,null,null,null,null,null,null,null,null,null,null,null,null,null,null,null,null,null,null,null,null,null,null,null,null,null,null,null,null,null,null,251,"ELL 40x40x7.04 Kg/m","ELL","LL",null,7,40,40,6,6,8.9600000381469727,12.600000381469727,32.779998779296875,1.1867949962615967,1.9127160310745239,4.51,7.6232562065124512,6,2.4000000953674316,1.2000000476837158,4.3000001907348633]
[null,null,null,null,null,null,null,null,null,null,null,null,null,null,null,null,null,null,null,null,null,null,null,null,null,null,null,null,null,null,null,null,null,null,null,null,null,null,null,null,null,252,"ELL 45x45x5.48 Kg/m","ELL","LL",null,5.5,45,45,4,4,6.9840002059936523,13,27.479999542236328,1.3643300533294678,1.9836829900741577,3.99,5.8472390174865723,6.5,3,1.2400000095367432,4.6999998092651367]
[null,null,null,null,null,null,null,null,null,null,null,null,null,null,null,null,null,null,null,null,null,null,null,null,null,null,null,null,null,null,null,null,null,null,null,null,null,null,null,null,null,253,"ELL 45x45x6.76 Kg/m","ELL","LL",null,6.8000001907348633,45,45,5,5,8.6040000915527344,15.800000190734863,35.959999084472656,1.3559789657592773,2.0444018840789795,4.91,7.5707588195800781,6.5,3,1.2799999713897705,4.75]
[null,null,null,null,null,null,null,null,null,null,null,null,null,null,null,null,null,null,null,null,null,null,null,null,null,null,null,null,null,null,null,null,null,null,null,null,null,null,null,null,null,254,"ELL 50x50x4.66 Kg/m","ELL","LL",null,4.6999998092651367,50,50,3,3,5.9200000762939453,13.699999809265137,26.340000152587891,1.5223560333251953,2.1093049049377441,3.72,5.1143832206726074,7,2.4000000953674316,1.309999942779541,5.1500000953674316]
[null,null,null,null,null,null,null,null,null,null,null,null,null,null,null,null,null,null,null,null,null,null,null,null,null,null,null,null,null,null,null,null,null,null,null,null,null,null,null,null,null,255,"ELL 50x50x6.12 Kg/m","ELL","LL",null,6.0999999046325684,50,50,4,4,7.7839999198913574,18.100000381469727,37.310001373291016,1.5257300138473511,2.1892349720001221,4.99,7.1743807792663574,6.5,3,1.3700000047683716,5.1999998092651367]
[null,null,null,null,null,null,null,null,null,null,null,null,null,null,null,null,null,null,null,null,null,null,null,null,null,null,null,null,null,null,null,null,null,null,null,null,null,null,null,null,null,256,"ELL 50x50x7.54 Kg/m","ELL","LL",null,7.5,50,50,5,5,9.6040000915527344,22.200000762939453,48.659999847412109,1.5203739404678345,2.2510299682617187,6.18,9.2694826126098633,6.5,3,1.4099999666213989,5.25]
[null,null,null,null,null,null,null,null,null,null,null,null,null,null,null,null,null,null,null,null,null,null,null,null,null,null,null,null,null,null,null,null,null,null,null,null,null,null,null,null,null,257,"ELL 50x50x8.86 Kg/m","ELL","LL",null,8.8000001907348633,50,50,6,6,11.288000106811523,25.200000762939453,59.380001068115234,1.4941420555114746,2.2934820652008057,7.08,11.202930450439453,6.5,4.5,1.440000057220459,5.3000001907348633]
[null,null,null,null,null,null,null,null,null,null,null,null,null,null,null,null,null,null,null,null,null,null,null,null,null,null,null,null,null,null,null,null,null,null,null,null,null,null,null,null,null,258,"ELL 60x60x7.36 Kg/m","ELL","LL",null,7.4000000953674316,60,60,4,4,9.3839998245239258,32,62.740001678466797,1.8466349840164185,2.5857610702514648,7.29,10.119830131530762,6.5,3,1.6100000143051147,6.1999998092651367]
[null,null,null,null,null,null,null,null,null,null,null,null,null,null,null,null,null,null,null,null,null,null,null,null,null,null,null,null,null,null,null,null,null,null,null,null,null,null,null,null,null,259,"ELL 60x60x9.1 Kg/m","ELL","LL",null,9.1000003814697266,60,60,5,5,11.604000091552734,39.200000762939453,81.529998779296875,1.8379729986190796,2.6507070064544678,9.0299999999999994,13.045209884643555,6.5,3,1.6599999666213989,6.25]
[null,null,null,null,null,null,null,null,null,null,null,null,null,null,null,null,null,null,null,null,null,null,null,null,null,null,null,null,null,null,null,null,null,null,null,null,null,null,null,null,null,260,"ELL 65x65x10 Kg/m","ELL","LL",null,10,65,65,5,5,12.734000205993652,50.599998474121094,102.55999755859375,1.9933929443359375,2.8379600048065186,10.7,15.194049835205078,8.5,3,1.7699999809265137,6.75]
[null,null,null,null,null,null,null,null,null,null,null,null,null,null,null,null,null,null,null,null,null,null,null,null,null,null,null,null,null,null,null,null,null,null,null,null,null,null,null,null,null,261,"ELL 65x65x11.82 Kg/m","ELL","LL",null,11.800000190734863,65,65,6,6,15.053999900817871,58.799999237060547,125.81999969482422,1.9763449430465698,2.8910269737243652,12.54,18.503219604492187,8.5,4,1.809999942779541,6.8000001907348633]
[null,null,null,null,null,null,null,null,null,null,null,null,null,null,null,null,null,null,null,null,null,null,null,null,null,null,null,null,null,null,null,null,null,null,null,null,null,null,null,null,null,262,"ELL 65x65x15.32 Kg/m","ELL","LL",null,15.300000190734863,65,65,8,8,19.521999359130859,73.599998474121094,175.08000183105469,1.9416760206222534,2.9947459697723389,15.93,25.374370574951172,8.5,6,1.8799999952316284,6.9000000953674316]
[null,null,null,null,null,null,null,null,null,null,null,null,null,null,null,null,null,null,null,null,null,null,null,null,null,null,null,null,null,null,null,null,null,null,null,null,null,null,null,null,null,263,"ELL 70x70x12.76 Kg/m","ELL","LL",null,12.699999809265137,70,70,6,6,16.253999710083008,74.199996948242188,155.02999877929687,2.1365931034088135,3.0883541107177734,14.64,21.236919403076172,8.5,4,1.9299999475479126,7.3000001907348633]
[null,null,null,null,null,null,null,null,null,null,null,null,null,null,null,null,null,null,null,null,null,null,null,null,null,null,null,null,null,null,null,null,null,null,null,null,null,null,null,null,null,264,"ELL 75x75x13.7 Kg/m","ELL","LL",null,13.699999809265137,75,75,6,6,17.454000473022461,92.199996948242187,189.41000366210937,2.2983601093292236,3.2942459583282471,16.95,24.283559799194336,8.5,4,2.059999942779541,7.8000001907348633]
[null,null,null,null,null,null,null,null,null,null,null,null,null,null,null,null,null,null,null,null,null,null,null,null,null,null,null,null,null,null,null,null,null,null,null,null,null,null,null,null,null,265,"ELL 75x75x19.92 Kg/m","ELL","LL",null,19.899999618530273,75,75,9,9,25.379999160766602,128.80000305175781,303.01998901367187,2.2527449131011963,3.4553239345550537,24.17,38.115528106689453,8.5,6,2.1700000762939453,7.9499998092651367]
[null,null,null,null,null,null,null,null,null,null,null,null,null,null,null,null,null,null,null,null,null,null,null,null,null,null,null,null,null,null,null,null,null,null,null,null,null,null,null,null,null,266,"ELL 75x75x26 Kg/m","ELL","LL",null,26,75,75,12,12,33.119998931884766,163.80000305175781,440.42001342773437,2.2238819599151611,3.6466081142425537,31.44,54.373031616210938,8.5,6,2.2899999618530273,8.1000003814697266]
[null,null,null,null,null,null,null,null,null,null,null,null,null,null,null,null,null,null,null,null,null,null,null,null,null,null,null,null,null,null,null,null,null,null,null,null,null,null,null,null,null,267,"ELL 80x80x14.64 Kg/m","ELL","LL",null,14.600000381469727,80,80,6,6,18.653999328613281,112.80000305175781,227.52999877929687,2.459057092666626,3.4924719333648682,19.38,27.413200378417969,8.5,4,2.1800000667572021,8.3000001907348633]
[null,null,null,null,null,null,null,null,null,null,null,null,null,null,null,null,null,null,null,null,null,null,null,null,null,null,null,null,null,null,null,null,null,null,null,null,null,null,null,null,null,268,"ELL 90x90x16.56 Kg/m","ELL","LL",null,16.5,90,90,6,6,21.100000381469727,161.39999389648437,317.510009765625,2.7657349109649658,3.8791348934173584,24.53,34.140460968017578,10,5,2.4200000762939453,9.3000001907348633]
[null,null,null,null,null,null,null,null,null,null,null,null,null,null,null,null,null,null,null,null,null,null,null,null,null,null,null,null,null,null,null,null,null,null,null,null,null,null,null,null,null,269,"ELL 90x90x19.18 Kg/m","ELL","LL",null,19.200000762939453,90,90,7,7,24.440000534057617,186,378.98001098632812,2.7587089538574219,3.9378390312194824,28.44,40.532688140869141,10,5,2.4600000381469727,9.3500003814697266]
[null,null,null,null,null,null,null,null,null,null,null,null,null,null,null,null,null,null,null,null,null,null,null,null,null,null,null,null,null,null,null,null,null,null,null,null,null,null,null,null,null,270,"ELL 90x90x26.6 Kg/m","ELL","LL",null,26.600000381469727,90,90,10,10,34,250,570.45001220703125,2.7116310596466064,4.0960760116577148,38.880000000000003,60.047008514404297,10,7,2.5699999332427979,9.5]
[null,null,null,null,null,null,null,null,null,null,null,null,null,null,null,null,null,null,null,null,null,null,null,null,null,null,null,null,null,null,null,null,null,null,null,null,null,null,null,null,null,271,"ELL 90x90x31.8 Kg/m","ELL","LL",null,31.799999237060547,90,90,12,12,40.599998474121094,296,727.47998046875,2.7001190185546875,4.2329940795898437,46.69,75.779228210449219,11,4.8000001907348633,2.6600000858306885,9.6000003814697266]
[null,null,null,null,null,null,null,null,null,null,null,null,null,null,null,null,null,null,null,null,null,null,null,null,null,null,null,null,null,null,null,null,null,null,null,null,null,null,null,null,null,272,"ELL 90x90x34 Kg/m","ELL","LL",null,34,90,90,13,13,43.419998168945313,312,796.3800048828125,2.6806020736694336,4.2826662063598633,49.45,82.526016235351563,10,7,2.690000057220459,9.6499996185302734]
[null,null,null,null,null,null,null,null,null,null,null,null,null,null,null,null,null,null,null,null,null,null,null,null,null,null,null,null,null,null,null,null,null,null,null,null,null,null,null,null,null,273,"ELL 100x100x21.4 Kg/m","ELL","LL",null,21.399999618530273,100,100,7,7,27.239999771118164,258,513.05999755859375,3.0775580406188965,4.3399271965026855,35.39,49.571449279785156,10,5,2.7100000381469727,10.350000381469727]
[null,null,null,null,null,null,null,null,null,null,null,null,null,null,null,null,null,null,null,null,null,null,null,null,null,null,null,null,null,null,null,null,null,null,null,null,null,null,null,null,null,274,"ELL 100x100x29.8 Kg/m","ELL","LL",null,29.799999237060547,100,100,10,10,38,350,768.8499755859375,3.0348849296569824,4.498103141784668,48.75,73.223922729492188,10,7,2.8199999332427979,10.5]
[null,null,null,null,null,null,null,null,null,null,null,null,null,null,null,null,null,null,null,null,null,null,null,null,null,null,null,null,null,null,null,null,null,null,null,null,null,null,null,null,null,275,"ELL 100x100x35.6 Kg/m","ELL","LL",null,35.599998474121094,100,100,12,12,45.400001525878906,414,970.1500244140625,3.019758939743042,4.622654914855957,58.31,91.523582458496094,12,4.8000001907348633,2.9000000953674316,10.600000381469727]
[null,null,null,null,null,null,null,null,null,null,null,null,null,null,null,null,null,null,null,null,null,null,null,null,null,null,null,null,null,null,null,null,null,null,null,null,null,null,null,null,null,276,"ELL 100x100x38.2 Kg/m","ELL","LL",null,38.200000762939453,100,100,13,13,48.619998931884766,440,1066.6199951171875,3.0082840919494629,4.6837878227233887,62.32,100.152099609375,10,7,2.940000057220459,10.649999618530273]
[null,null,null,null,null,null,null,null,null,null,null,null,null,null,null,null,null,null,null,null,null,null,null,null,null,null,null,null,null,null,null,null,null,null,null,null,null,null,null,null,null,277,"ELL 120x120x29.4 Kg/m","ELL","LL",null,29.399999618530273,120,120,8,8,37.520000457763672,516,1013.1199951171875,3.7084589004516602,5.1963710784912109,58.9,81.703628540039063,12,5,3.2400000095367432,12.399999618530273]
[null,null,null,null,null,null,null,null,null,null,null,null,null,null,null,null,null,null,null,null,null,null,null,null,null,null,null,null,null,null,null,null,null,null,null,null,null,null,null,null,null,278,"ELL 130x130x35.8 Kg/m","ELL","LL",null,35.799999237060547,130,130,9,9,45.479999542236328,732,1452.4200439453125,4.0118560791015625,5.6511402130126953,77.3,107.98670196533203,12,6,3.5299999713897705,13.449999809265137]
[null,null,null,null,null,null,null,null,null,null,null,null,null,null,null,null,null,null,null,null,null,null,null,null,null,null,null,null,null,null,null,null,null,null,null,null,null,null,null,null,null,279,"ELL 130x130x46.8 Kg/m","ELL","LL",null,46.700000762939453,130,130,12,12,59.520000457763672,934,2004.030029296875,3.961338996887207,5.8025689125061035,99.79,147.35490417480469,12,8.5,3.6400001049041748,13.600000381469727]
[null,null,null,null,null,null,null,null,null,null,null,null,null,null,null,null,null,null,null,null,null,null,null,null,null,null,null,null,null,null,null,null,null,null,null,null,null,null,null,null,null,280,"ELL 130x130x57.6 Kg/m","ELL","LL",null,57.5,130,130,15,15,73.5,1136,2631,3.9313840866088867,5.9829659461975098,122.94,191.34530639648437,12,8.5,3.7599999904632568,13.75]
[null,null,null,null,null,null,null,null,null,null,null,null,null,null,null,null,null,null,null,null,null,null,null,null,null,null,null,null,null,null,null,null,null,null,null,null,null,null,null,null,null,281,"ELL 150x150x54.6 Kg/m","ELL","LL",null,54.5,150,150,12,12,69.540000915527344,1480,3042.39990234375,4.613318920135498,6.6144018173217773,136.28,195.02540588378906,14,7,4.1399998664855957,15.600000381469727]
[null,null,null,null,null,null,null,null,null,null,null,null,null,null,null,null,null,null,null,null,null,null,null,null,null,null,null,null,null,null,null,null,null,null,null,null,null,null,null,null,null,282,"ELL 150x150x67.2 Kg/m","ELL","LL",null,67.099998474121094,150,150,15,15,85.480003356933594,1776,3904.4599609375,4.5581560134887695,6.7584681510925293,165.06,247.90229797363281,14,10,4.2399997711181641,15.75]
[null,null,null,null,null,null,null,null,null,null,null,null,null,null,null,null,null,null,null,null,null,null,null,null,null,null,null,null,null,null,null,null,null,null,null,null,null,null,null,null,null,283,"ELL 150x150x83.8 Kg/m","ELL","LL",null,83.699996948242187,150,150,19,19,106.76000213623047,2180,5235.740234375,4.5188088417053223,7.0030088424682617,205.66,328.2593994140625,14,10,4.4000000953674316,15.949999809265137]
[null,null,null,null,null,null,null,null,null,null,null,null,null,null,null,null,null,null,null,null,null,null,null,null,null,null,null,null,null,null,null,null,null,null,null,null,null,null,null,null,null,284,"ELL 175x175x63.6 Kg/m","ELL","LL",null,63.5,175,175,12,12,81.040000915527344,2340,4642.259765625,5.373511791229248,7.5685877799987793,183.24,256.47830200195312,15,11,4.7300000190734863,18.100000381469727]
[null,null,null,null,null,null,null,null,null,null,null,null,null,null,null,null,null,null,null,null,null,null,null,null,null,null,null,null,null,null,null,null,null,null,null,null,null,null,null,null,null,285,"ELL 175x175x78.8 Kg/m","ELL","LL",null,78.699996948242188,175,175,15,15,100.41999816894531,2880,6029.169921875,5.3553290367126465,7.7485189437866211,227.67,330.36550903320312,15,11,4.8499999046325684,18.25]
[null,null,null,null,null,null,null,null,null,null,null,null,null,null,null,null,null,null,null,null,null,null,null,null,null,null,null,null,null,null,null,null,null,null,null,null,null,null,null,null,null,286,"ELL 200x200x90.6 Kg/m","ELL","LL",null,90.5,200,200,15,15,115.5,4360,8814.150390625,6.144014835357666,8.7357320785522461,299.86,424.77850341796875,17,12,5.4600000381469727,20.75]
[null,null,null,null,null,null,null,null,null,null,null,null,null,null,null,null,null,null,null,null,null,null,null,null,null,null,null,null,null,null,null,null,null,null,null,null,null,null,null,null,null,287,"ELL 200x200x119.4 Kg/m","ELL","LL",null,119.19999694824219,200,200,20,20,152,5640,12402.3095703125,6.0914092063903809,9.0329475402832031,393.58,590.5863037109375,17,12,5.6700000762939453,21]
[null,null,null,null,null,null,null,null,null,null,null,null,null,null,null,null,null,null,null,null,null,null,null,null,null,null,null,null,null,null,null,null,null,null,null,null,null,null,null,null,null,288,"ELL 200x200x147.2 Kg/m","ELL","LL",null,147,200,200,25,25,187.5,6840,16318.51953125,6.0398669242858887,9.3290996551513672,483.73,767.9302978515625,17,12,5.8600001335144043,21.25]
[null,null,null,null,null,null,null,null,null,null,null,null,null,null,null,null,null,null,null,null,null,null,null,null,null,null,null,null,null,null,null,null,null,null,null,null,null,null,null,null,null,289,"ELL 250x250x187.4 Kg/m","ELL","LL",null,187.19999694824219,250,250,25,25,238.80000305175781,13900,30549.73046875,7.629396915435791,11.310620307922363,776.54,1163.7989501953125,24,12,7.0999999046325684,26.25]
[null,null,null,null,null,null,null,null,null,null,null,null,null,null,null,null,null,null,null,null,null,null,null,null,null,null,null,null,null,null,null,null,null,null,null,null,null,null,null,null,null,290,"ELL 250x250x256 Kg/m","ELL","LL",null,255.69999694824219,250,250,35,35,325.20001220703125,18220,45744.9296875,7.4851231575012207,11.860309600830078,1038.18,1710.0909423828125,24,18,7.4499998092651367,26.75]
[null,null,null,null,null,null,null,null,null,null,null,null,null,null,null,null,null,null,null,null,null,null,null,null,null,null,null,null,null,null,null,null,null,null,null,null,null,null,null,null,null,291,"ULLL 90x75x22 Kg/m","ULLL","LL",null,22,90,75,9,9,28.079999923706055,218,304.75,2.7863121032714844,3.2943780422210693,34.880000000000003,38.333358764648438,8.5,6,2.75,7.9499998092651367]
[null,null,null,null,null,null,null,null,null,null,null,null,null,null,null,null,null,null,null,null,null,null,null,null,null,null,null,null,null,null,null,null,null,null,null,null,null,null,null,null,null,292,"ULLL 100x75x18.64 Kg/m","ULLL","LL",null,18.600000381469727,100,75,7,7,23.739999771118164,236,226.6199951171875,3.152940034866333,3.0896599292755127,34.01,28.869039535522461,10,5,3.059999942779541,7.8499999046325684]
[null,null,null,null,null,null,null,null,null,null,null,null,null,null,null,null,null,null,null,null,null,null,null,null,null,null,null,null,null,null,null,null,null,null,null,null,null,null,null,null,null,293,"ULLL 100x75x26 Kg/m","ULLL","LL",null,26,100,75,10,10,33,318,348.67001342773437,3.1042490005493164,3.2504949569702148,46.56,43.583599090576172,10,7,3.1700000762939453,8]
[null,null,null,null,null,null,null,null,null,null,null,null,null,null,null,null,null,null,null,null,null,null,null,null,null,null,null,null,null,null,null,null,null,null,null,null,null,null,null,null,null,294,"ULLL 125x75x21.4 Kg/m","ULLL","LL",null,21.399999618530273,125,75,7,7,27.239999771118164,438,228.66999816894531,4.0099000930786133,2.8973701000213623,52.14,29.130329132080078,10,5,4.0999999046325684,7.8499999046325684]
[null,null,null,null,null,null,null,null,null,null,null,null,null,null,null,null,null,null,null,null,null,null,null,null,null,null,null,null,null,null,null,null,null,null,null,null,null,null,null,null,null,295,"ULLL 125x75x29.8 Kg/m","ULLL","LL",null,29.799999237060547,125,75,10,10,38,598,353.98001098632812,3.9669690132141113,3.0520699024200439,72.22,44.246879577636719,10,7,4.2199997901916504,8]
[null,null,null,null,null,null,null,null,null,null,null,null,null,null,null,null,null,null,null,null,null,null,null,null,null,null,null,null,null,null,null,null,null,null,null,null,null,null,null,null,null,296,"ULLL 125x75x38.2 Kg/m","ULLL","LL",null,38.200000762939453,125,75,13,13,48.619998931884766,752,510.760009765625,3.9327960014343262,3.2411520481109619,92.27,62.669498443603516,10,7,4.3499999046325684,8.1499996185302734]
[null,null,null,null,null,null,null,null,null,null,null,null,null,null,null,null,null,null,null,null,null,null,null,null,null,null,null,null,null,null,null,null,null,null,null,null,null,null,null,null,null,297,"ULLL 125x90x32.2 Kg/m","ULLL","LL",null,32.200000762939453,125,90,10,10,41,636,579.33001708984375,3.9385519027709961,3.7590029239654541,74.39,60.982570648193359,10,7,3.9500000476837158,9.5]
[null,null,null,null,null,null,null,null,null,null,null,null,null,null,null,null,null,null,null,null,null,null,null,null,null,null,null,null,null,null,null,null,null,null,null,null,null,null,null,null,null,298,"ULLL 125x90x41.2 Kg/m","ULLL","LL",null,41.099998474121094,125,90,13,13,52.520000457763672,802,815.530029296875,3.9077320098876953,3.9405670166015625,95.14,84.511299133300781,10,7,4.070000171661377,9.6499996185302734]
[null,null,null,null,null,null,null,null,null,null,null,null,null,null,null,null,null,null,null,null,null,null,null,null,null,null,null,null,null,null,null,null,null,null,null,null,null,null,null,null,null,299,"ULLL 150x90x32.8 Kg/m","ULLL","LL",null,32.799999237060547,150,90,9,9,41.880001068115234,970,515.34002685546875,4.8126311302185059,3.5078599452972412,96.52,54.532989501953125,12,6,4.9499998092651367,9.4499998092651367]
[null,null,null,null,null,null,null,null,null,null,null,null,null,null,null,null,null,null,null,null,null,null,null,null,null,null,null,null,null,null,null,null,null,null,null,null,null,null,null,null,null,300,"ULLL 150x90x43 Kg/m","ULLL","LL",null,42.900001525878906,150,90,12,12,54.720001220703125,1238,732.90997314453125,4.7564969062805176,3.6597540378570557,124.67,76.344673156738281,12,8.5,5.070000171661377,9.6000003814697266]
[null,null,null,null,null,null,null,null,null,null,null,null,null,null,null,null,null,null,null,null,null,null,null,null,null,null,null,null,null,null,null,null,null,null,null,null,null,null,null,null,null,301,"ULLL 150x100x34.2 Kg/m","ULLL","LL",null,34.200000762939453,150,100,9,9,43.680000305175781,1004,692.33001708984375,4.7943038940429687,3.9812119007110596,98.05,66.251670837402344,12,6,4.7600002288818359,10.449999809265137]
[null,null,null,null,null,null,null,null,null,null,null,null,null,null,null,null,null,null,null,null,null,null,null,null,null,null,null,null,null,null,null,null,null,null,null,null,null,null,null,null,null,302,"ULLL 150x100x44.8 Kg/m","ULLL","LL",null,44.700000762939453,150,100,12,12,57.119998931884766,1284,973.510009765625,4.7412009239196777,4.128352165222168,126.88,91.840843200683594,12,8.5,4.880000114440918,10.600000381469727]
[null,null,null,null,null,null,null,null,null,null,null,null,null,null,null,null,null,null,null,null,null,null,null,null,null,null,null,null,null,null,null,null,null,null,null,null,null,null,null,null,null,303,"ULLL 150x100x55.4 Kg/m","ULLL","LL",null,55.299999237060547,150,100,15,15,70.5,1564,1310.469970703125,4.7100319862365723,4.3114018440246582,156.4,121.90390014648437,12,8.5,5,10.75]
[null,null,null,null,null,null,null,null,null,null,null,null,null,null,null,null,null,null,null,null,null,null,null,null,null,null,null,null,null,null,null,null,null,null,null,null,null,null,null,null,null,304,"ULLS 75x90x22 Kg/m","ULLS","LL",null,22,75,90,9,9,28.079999923706055,136.19999694824219,505.54000854492187,2.2023680210113525,4.2430567741394043,24.76,53.496208190917969,8.5,6,2,9.4499998092651367]
[null,null,null,null,null,null,null,null,null,null,null,null,null,null,null,null,null,null,null,null,null,null,null,null,null,null,null,null,null,null,null,null,null,null,null,null,null,null,null,null,null,305,"ULLS 75x100x18.64 Kg/m","ULLS","LL",null,18.600000381469727,75,100,7,7,23.739999771118164,113.80000305175781,512.04998779296875,2.1894290447235107,4.6442580223083496,20.07,49.473541259765625,10,5,1.8300000429153442,10.350000381469727]
[null,null,null,null,null,null,null,null,null,null,null,null,null,null,null,null,null,null,null,null,null,null,null,null,null,null,null,null,null,null,null,null,null,null,null,null,null,null,null,null,null,306,"ULLS 75x100x26 Kg/m","ULLS","LL",null,26,75,100,10,10,33,152.19999694824219,762.469970703125,2.1475849151611328,4.8067941665649414,27.37,72.616546630859375,10,7,1.940000057220459,10.5]
[null,null,null,null,null,null,null,null,null,null,null,null,null,null,null,null,null,null,null,null,null,null,null,null,null,null,null,null,null,null,null,null,null,null,null,null,null,null,null,null,null,307,"ULLS 75x125x21.4 Kg/m","ULLS","LL",null,21.399999618530273,75,125,7,7,27.239999771118164,120.80000305175781,977.41998291015625,2.1058619022369385,5.9901409149169922,20.61,76.063819885253906,10,5,1.6399999856948853,12.850000381469727]
[null,null,null,null,null,null,null,null,null,null,null,null,null,null,null,null,null,null,null,null,null,null,null,null,null,null,null,null,null,null,null,null,null,null,null,null,null,null,null,null,null,308,"ULLS 75x125x29.8 Kg/m","ULLS","LL",null,29.799999237060547,75,125,10,10,38,161.60000610351562,1444.5799560546875,2.0621910095214844,6.1656498908996582,28.1,111.12149810791016,10,7,1.75,13]
[null,null,null,null,null,null,null,null,null,null,null,null,null,null,null,null,null,null,null,null,null,null,null,null,null,null,null,null,null,null,null,null,null,null,null,null,null,null,null,null,null,309,"ULLS 75x125x38.2 Kg/m","ULLS","LL",null,38.200000762939453,75,125,13,13,48.619998931884766,202,1967.5,2.0383009910583496,6.3613591194152832,35.880000000000003,149.61979675292969,10,7,1.8700000047683716,13.149999618530273]
[null,null,null,null,null,null,null,null,null,null,null,null,null,null,null,null,null,null,null,null,null,null,null,null,null,null,null,null,null,null,null,null,null,null,null,null,null,null,null,null,null,310,"ULLS 90x125x32.2 Kg/m","ULLS","LL",null,32.200000762939453,90,125,10,10,41,276,1447.9000244140625,2.5945529937744141,5.9426169395446777,40.71,111.37709808349609,10,7,2.2200000286102295,13]
[null,null,null,null,null,null,null,null,null,null,null,null,null,null,null,null,null,null,null,null,null,null,null,null,null,null,null,null,null,null,null,null,null,null,null,null,null,null,null,null,null,311,"ULLS 90x125x41.2 Kg/m","ULLS","LL",null,41.099998474121094,90,125,13,13,52.520000457763672,346,1972.06005859375,2.5667030811309814,6.1277060508728027,51.95,149.96670532226562,10,7,2.3399999141693115,13.149999618530273]
[null,null,null,null,null,null,null,null,null,null,null,null,null,null,null,null,null,null,null,null,null,null,null,null,null,null,null,null,null,null,null,null,null,null,null,null,null,null,null,null,null,312,"ULLS 90x150x32.8 Kg/m","ULLS","LL",null,32.799999237060547,90,150,9,9,41.880001068115234,266,2191.219970703125,2.5202140808105469,7.2333540916442871,37.950000000000003,141.82659912109375,12,6,1.9900000095367432,15.449999809265137]
[null,null,null,null,null,null,null,null,null,null,null,null,null,null,null,null,null,null,null,null,null,null,null,null,null,null,null,null,null,null,null,null,null,null,null,null,null,null,null,null,null,313,"ULLS 90x150x43 Kg/m","ULLS","LL",null,42.900001525878906,90,150,12,12,54.720001220703125,334,2997.18994140625,2.4705870151519775,7.4008898735046387,48.41,192.12739562988281,12,8.5,2.0999999046325684,15.600000381469727]
[null,null,null,null,null,null,null,null,null,null,null,null,null,null,null,null,null,null,null,null,null,null,null,null,null,null,null,null,null,null,null,null,null,null,null,null,null,null,null,null,null,314,"ULLS 100x150x34.2 Kg/m","ULLS","LL",null,34.200000762939453,100,150,9,9,43.680000305175781,362,2189.64990234375,2.878809928894043,7.0802149772644043,47.01,141.72520446777344,12,6,2.2999999523162842,15.449999809265137]
[null,null,null,null,null,null,null,null,null,null,null,null,null,null,null,null,null,null,null,null,null,null,null,null,null,null,null,null,null,null,null,null,null,null,null,null,null,null,null,null,null,315,"ULLS 100x150x44.8 Kg/m","ULLS","LL",null,44.700000762939453,100,150,12,12,57.119998931884766,456,2999.340087890625,2.8254539966583252,7.2463359832763672,60.08,192.26519775390625,12,8.5,2.4100000858306885,15.600000381469727]
[null,null,null,null,null,null,null,null,null,null,null,null,null,null,null,null,null,null,null,null,null,null,null,null,null,null,null,null,null,null,null,null,null,null,null,null,null,null,null,null,null,316,"ULLS 100x150x55.4 Kg/m","ULLS","LL",null,55.299999237060547,100,150,15,15,70.5,552,3894.909912109375,2.7981760501861572,7.432826042175293,73.900000000000006,247.29559326171875,12,8.5,2.5299999713897705,15.75]
[null,null,null,null,null,null,null,null,null,null,null,null,null,null,null,null,null,null,null,null,null,null,null,null,null,null,null,null,null,null,null,null,null,null,null,null,null,null,null,null,null,317,"CCI 50x25x7.72 Kg/m","CCI","CCI",null,7.6999998092651367,50,25,5,6,9.8400001525878906,33.599998474121094,16.040000915527344,1.8478729724884033,1.2765959501266479,13.44,5.8313541412353516,6,3,2.5,2.75]
[null,null,null,null,null,null,null,null,null,null,null,null,null,null,null,null,null,null,null,null,null,null,null,null,null,null,null,null,null,null,null,null,null,null,null,null,null,null,null,null,null,318,"CCI 75x40x13.84 Kg/m","CCI","CCI",null,13.800000190734863,75,40,5,7,17.63599967956543,150.60000610351562,65.680000305175781,2.9222168922424316,1.9298789501190186,40.159999999999997,15.455080032348633,8,4,3.75,4.25]
[null,null,null,null,null,null,null,null,null,null,null,null,null,null,null,null,null,null,null,null,null,null,null,null,null,null,null,null,null,null,null,null,null,null,null,null,null,null,null,null,null,319,"CCI 100x50x18.72 Kg/m","CCI","CCI",null,18.700000762939453,100,50,5,7.5,23.840000152587891,376,128.38999938964844,3.9713740348815918,2.320626974105835,75.2,24.454429626464844,8,4,5,5.25]
[null,null,null,null,null,null,null,null,null,null,null,null,null,null,null,null,null,null,null,null,null,null,null,null,null,null,null,null,null,null,null,null,null,null,null,null,null,null,null,null,null,320,"CCI 125x65x26.8 Kg/m","CCI","CCI",null,26.799999237060547,125,65,6,8,34.220001220703125,848,289.22000122070312,4.9780349731445313,2.9072189331054687,135.68,42.533058166503906,8,4,6.25,6.8000001907348633]
[null,null,null,null,null,null,null,null,null,null,null,null,null,null,null,null,null,null,null,null,null,null,null,null,null,null,null,null,null,null,null,null,null,null,null,null,null,null,null,null,null,321,"CCI 150x75x37.2 Kg/m","CCI","CCI",null,37.200000762939453,150,75,6.5,10,47.419998168945313,1722,555.78997802734375,6.0260930061340332,3.4235439300537109,229.6,71.027900695800781,10,5,7.5,7.8249998092651367]
[null,null,null,null,null,null,null,null,null,null,null,null,null,null,null,null,null,null,null,null,null,null,null,null,null,null,null,null,null,null,null,null,null,null,null,null,null,null,null,null,null,322,"CCI 150x75x48 Kg/m","CCI","CCI",null,47.900001525878906,150,75,9,12.5,61.180000305175781,2100,760.03997802734375,5.8587489128112793,3.5246410369873047,280,95.603118896484375,15,7.5,7.5,7.9499998092651367]
[null,null,null,null,null,null,null,null,null,null,null,null,null,null,null,null,null,null,null,null,null,null,null,null,null,null,null,null,null,null,null,null,null,null,null,null,null,null,null,null,null,323,"CCI 180x75x42.8 Kg/m","CCI","CCI",null,42.700000762939453,180,75,7,10.5,54.400001525878906,2760,596.58001708984375,7.122870922088623,3.311582088470459,306.67,75.997673034667969,11,5.5,9,7.8499999046325684]
[null,null,null,null,null,null,null,null,null,null,null,null,null,null,null,null,null,null,null,null,null,null,null,null,null,null,null,null,null,null,null,null,null,null,null,null,null,null,null,null,null,324,"CCI 200x80x49.2 Kg/m","CCI","CCI",null,49.099998474121094,200,80,7.5,11,62.659999847412109,3900,754.71002197265625,7.889275074005127,3.4705181121826172,390,90.114410400390625,12,6,10,8.375]
[null,null,null,null,null,null,null,null,null,null,null,null,null,null,null,null,null,null,null,null,null,null,null,null,null,null,null,null,null,null,null,null,null,null,null,null,null,null,null,null,null,325,"CCI 200x90x60.6 Kg/m","CCI","CCI",null,60.5,200,90,8,13.5,77.300003051757812,4980,1316.1500244140625,8.0264759063720703,4.1263160705566406,498,140.01559448242187,14,7,10,9.3999996185302734]
[null,null,null,null,null,null,null,null,null,null,null,null,null,null,null,null,null,null,null,null,null,null,null,null,null,null,null,null,null,null,null,null,null,null,null,null,null,null,null,null,null,326,"CCI 250x90x69.2 Kg/m","CCI","CCI",null,69.099998474121094,250,90,9,13,88.139999389648438,8360,1303.9200439453125,9.7390508651733398,3.8462591171264648,668.8,137.98069763183594,14,7,12.5,9.4499998092651367]
[null,null,null,null,null,null,null,null,null,null,null,null,null,null,null,null,null,null,null,null,null,null,null,null,null,null,null,null,null,null,null,null,null,null,null,null,null,null,null,null,null,327,"CCI 250x90x80.4 Kg/m","CCI","CCI",null,80.300003051757813,250,90,11,14.5,102.33999633789062,9360,1548.6099853515625,9.5634641647338867,3.8899929523468018,748.8,162.15849304199219,17,8.5,12.5,9.5500001907348633]
[null,null,null,null,null,null,null,null,null,null,null,null,null,null,null,null,null,null,null,null,null,null,null,null,null,null,null,null,null,null,null,null,null,null,null,null,null,null,null,null,null,328,"CCI 300x90x76.2 Kg/m","CCI","CCI",null,76.099998474121094,300,90,9,13,97.139999389648438,12880,1310.5,11.514869689941406,3.672990083694458,858.67,138.67739868164063,14,7,15,9.4499998092651367]
[null,null,null,null,null,null,null,null,null,null,null,null,null,null,null,null,null,null,null,null,null,null,null,null,null,null,null,null,null,null,null,null,null,null,null,null,null,null,null,null,null,329,"CCI 300x90x87.6 Kg/m","CCI","CCI",null,87.5,300,90,10,15.5,111.48000335693359,14820,1619.1500244140625,11.529899597167969,3.8110570907592773,988,170.43719482421875,19,9.5,15,9.5]
[null,null,null,null,null,null,null,null,null,null,null,null,null,null,null,null,null,null,null,null,null,null,null,null,null,null,null,null,null,null,null,null,null,null,null,null,null,null,null,null,null,330,"CCI 300x90x97.2 Kg/m","CCI","CCI",null,97.099998474121094,300,90,12,16,123.80000305175781,15740,1784.8499755859375,11.275659561157227,3.7969961166381836,1049.33,185.92149353027344,19,9.5,15,9.6000003814697266]
[null,null,null,null,null,null,null,null,null,null,null,null,null,null,null,null,null,null,null,null,null,null,null,null,null,null,null,null,null,null,null,null,null,null,null,null,null,null,null,null,null,331,"CCI 380x100x109 Kg/m","CCI","CCI",null,108.90000152587891,380,100,10.5,16,138.77999877929687,29000,2265.47998046875,14.45557975769043,4.0403299331665039,1526.32,215.24769592285156,18,9,19,10.524999618530273]
[null,null,null,null,null,null,null,null,null,null,null,null,null,null,null,null,null,null,null,null,null,null,null,null,null,null,null,null,null,null,null,null,null,null,null,null,null,null,null,null,null,332,"CCI 380x100x124 Kg/m","CCI","CCI",null,124,380,100,13,16.5,157.91999816894531,31200,2532.389892578125,14.055899620056152,4.0044798851013184,1642.11,237.78300476074219,18,9,19,10.649999618530273]
[null,null,null,null,null,null,null,null,null,null,null,null,null,null,null,null,null,null,null,null,null,null,null,null,null,null,null,null,null,null,null,null,null,null,null,null,null,null,null,null,null,333,"CCI 380x100x134.6 Kg/m","CCI","CCI",null,134.39999389648437,380,100,13,20,171.41999816894531,35200,3054.389892578125,14.32981014251709,4.2211551666259766,1852.63,286.79690551757812,24,12,19,10.649999618530273]
[null,null,null,null,null,null,null,null,null,null,null,null,null,null,null,null,null,null,null,null,null,null,null,null,null,null,null,null,null,null,null,null,null,null,null,null,null,null,null,null,null,334,"CCB 50x25x7.72 Kg/m","CCB","CCB",null,7.6999998092651367,50,25,7.5,11,9.8400001525878906,3900,33.080001831054688,19.908330917358398,1.8336299657821655,1560,13.233610153198242,12,6,2.5,2.5]
[null,null,null,null,null,null,null,null,null,null,null,null,null,null,null,null,null,null,null,null,null,null,null,null,null,null,null,null,null,null,null,null,null,null,null,null,null,null,null,null,null,335,"CCB 75x40x13.84 Kg/m","CCB","CCB",null,13.800000190734863,75,40,7.5,11,17.63599967956543,3900,154.8800048828125,14.870730400085449,2.9634330272674561,1040,38.719551086425781,12,6,3.75,4]
[null,null,null,null,null,null,null,null,null,null,null,null,null,null,null,null,null,null,null,null,null,null,null,null,null,null,null,null,null,null,null,null,null,null,null,null,null,null,null,null,null,336,"CCB 100x50x18.72 Kg/m","CCB","CCB",null,18.700000762939453,100,50,7.5,11,23.840000152587891,3900,337.39999389648437,12.790249824523926,3.7620220184326172,780,67.4805908203125,12,6,5,5]
[null,null,null,null,null,null,null,null,null,null,null,null,null,null,null,null,null,null,null,null,null,null,null,null,null,null,null,null,null,null,null,null,null,null,null,null,null,null,null,null,null,337,"CCB 125x65x26.8 Kg/m","CCB","CCB",null,26.799999237060547,125,65,7.5,11,34.220001220703125,3900,847.70001220703125,10.675600051879883,4.977139949798584,624,130.41459655761719,12,6,6.25,6.5]
[null,null,null,null,null,null,null,null,null,null,null,null,null,null,null,null,null,null,null,null,null,null,null,null,null,null,null,null,null,null,null,null,null,null,null,null,null,null,null,null,null,338,"CCB 150x75x37.2 Kg/m","CCB","CCB",null,37.200000762939453,150,75,7.5,11,47.419998168945313,3900,1526.1199951171875,9.0688352584838867,5.6730079650878906,520,203.48249816894531,12,6,7.5,7.5]
[null,null,null,null,null,null,null,null,null,null,null,null,null,null,null,null,null,null,null,null,null,null,null,null,null,null,null,null,null,null,null,null,null,null,null,null,null,null,null,null,null,339,"CCB 150x75x48 Kg/m","CCB","CCB",null,47.900001525878906,150,75,7.5,11,61.180000305175781,3900,1941.949951171875,7.9841289520263672,5.6339678764343262,520,258.92678833007812,12,6,7.5,7.5]
[null,null,null,null,null,null,null,null,null,null,null,null,null,null,null,null,null,null,null,null,null,null,null,null,null,null,null,null,null,null,null,null,null,null,null,null,null,null,null,null,null,340,"CCB 180x75x42.8 Kg/m","CCB","CCB",null,42.700000762939453,180,75,7.5,11,54.400001525878906,3900,1830.72998046875,8.4670639038085938,5.8011269569396973,433.33,244.09700012207031,12,6,9,7.5]
[null,null,null,null,null,null,null,null,null,null,null,null,null,null,null,null,null,null,null,null,null,null,null,null,null,null,null,null,null,null,null,null,null,null,null,null,null,null,null,null,null,341,"CCB 200x80x49.2 Kg/m","CCB","CCB",null,49.099998474121094,200,80,7.5,11,62.659999847412109,3900,2436.6201171875,7.889275074005127,6.2358942031860352,390,304.5775146484375,12,6,10,8]
[null,null,null,null,null,null,null,null,null,null,null,null,null,null,null,null,null,null,null,null,null,null,null,null,null,null,null,null,null,null,null,null,null,null,null,null,null,null,null,null,null,342,"CCB 200x90x60.6 Kg/m","CCB","CCB",null,60.5,200,90,8,13.5,77.300003051757812,4980,3583.199951171875,8.0264759063720703,6.808413028717041,498,398.13351440429687,14,7,10,9]
[null,null,null,null,null,null,null,null,null,null,null,null,null,null,null,null,null,null,null,null,null,null,null,null,null,null,null,null,null,null,null,null,null,null,null,null,null,null,null,null,null,343,"CCB 250x90x69.2 Kg/m","CCB","CCB",null,69.099998474121094,250,90,9,13,88.139999389648438,8360,4427.3798828125,9.7390508651733398,7.0873980522155762,668.8,491.930908203125,14,7,12.5,9]
[null,null,null,null,null,null,null,null,null,null,null,null,null,null,null,null,null,null,null,null,null,null,null,null,null,null,null,null,null,null,null,null,null,null,null,null,null,null,null,null,null,344,"CCB 250x90x80.4 Kg/m","CCB","CCB",null,80.300003051757813,250,90,11,14.5,102.33999633789062,9360,5115.93017578125,9.5634641647338867,7.0703291893005371,748.8,568.43670654296875,17,8.5,12.5,9]
[null,null,null,null,null,null,null,null,null,null,null,null,null,null,null,null,null,null,null,null,null,null,null,null,null,null,null,null,null,null,null,null,null,null,null,null,null,null,null,null,null,345,"CCB 300x90x76.2 Kg/m","CCB","CCB",null,76.099998474121094,300,90,9,13,97.139999389648438,12880,5083.3701171875,11.514869689941406,7.2339720726013184,858.67,564.81890869140625,14,7,15,9]
[null,null,null,null,null,null,null,null,null,null,null,null,null,null,null,null,null,null,null,null,null,null,null,null,null,null,null,null,null,null,null,null,null,null,null,null,null,null,null,null,null,346,"CCB 300x90x87.6 Kg/m","CCB","CCB",null,87.5,300,90,10,15.5,111.48000335693359,14820,5664.759765625,11.529899597167969,7.1284050941467285,988,629.41802978515625,19,9.5,15,9]
[null,null,null,null,null,null,null,null,null,null,null,null,null,null,null,null,null,null,null,null,null,null,null,null,null,null,null,null,null,null,null,null,null,null,null,null,null,null,null,null,null,347,"CCB 300x90x97.2 Kg/m","CCB","CCB",null,97.099998474121094,300,90,12,16,123.80000305175781,15740,6348.60986328125,11.275659561157227,7.1610879898071289,1049.33,705.401123046875,19,9.5,15,9]
[null,null,null,null,null,null,null,null,null,null,null,null,null,null,null,null,null,null,null,null,null,null,null,null,null,null,null,null,null,null,null,null,null,null,null,null,null,null,null,null,null,348,"CCB 380x100x109 Kg/m","CCB","CCB",null,108.90000152587891,380,100,10.5,16,138.77999877929687,29000,9064.849609375,14.45557975769043,8.0819635391235352,1526.32,906.4852294921875,18,9,19,10]
[null,null,null,null,null,null,null,null,null,null,null,null,null,null,null,null,null,null,null,null,null,null,null,null,null,null,null,null,null,null,null,null,null,null,null,null,null,null,null,null,null,349,"CCB 380x100x124 Kg/m","CCB","CCB",null,124,380,100,13,16.5,157.91999816894531,31200,10420.2587890625,14.055899620056152,8.1230802536010742,1642.11,1042.0260009765625,18,9,19,10]
[null,null,null,null,null,null,null,null,null,null,null,null,null,null,null,null,null,null,null,null,null,null,null,null,null,null,null,null,null,null,null,null,null,null,null,null,null,null,null,null,null,350,"CCB 380x100x134.6 Kg/m","CCB","CCB",null,134.39999389648437,380,100,13,20,171.41999816894531,35200,10849.7998046875,14.45557975769043,7.9557299613952637,1852.63,1084.97998046875,24,12,19,10]
[]
[]
[]
[null,null,null,null,null,null,null,null,null,null,null,null,null,null,null,null,null,null,null,null,null,null,null,null,null,null,null,null,null,null,null,null,null,null,null,null,null,null,null,null,null,null,null,null,null,"Unequal Angles"]
[]
[null,null,null,null,null,null,null,null,null,null,null,null,null,null,null,null,null,null,null,null,null,null,null,null,null,null,null,null,null,null,null,null,null,null,null,null,null,null,null,null,null,null,null,null,null,"TIS / JIS STANDARDS"]
[]
[null,null,null,null,null,null,null,null,null,null,null,null,null,null,null,null,null,null,null,null,null,null,null,null,null,null,null,null,null,null,null,null,null,null,null,null,null,null,null,null,null,null,null,null,null,"(TIS 1227 : 1996 / JIS G3192 : 1990)"]
[]
[null,null,null,null,null,null,null,null,null,null,null,null,null,null,null,null,null,null,null,null,null,null,null,null,null,null,null,null,null,null,null,null,null,null,null,null,null,null,null,null,null,null,null,null,null,"Size & Properties"]
[]
[]
[null,null,null,null,null,null,null,null,null,null,null,null,null,null,null,null,null,null,null,null,null,null,null,null,null,null,null,null,null,null,null,null,null,null,null,null,null,null,null,null,null,"Standard Sectional Dimesion mm.",null,null,null,"Sectional Area cm2","Unit Weight kg/m","Reference"]
[null,null,null,null,null,null,null,null,null,null,null,null,null,null,null,null,null,null,null,null,null,null,null,null,null,null,null,null,null,null,null,null,null,null,null,null,null,null,null,null,null,null,null,null,null,null,null,"Position of Center of Gravity cm. ",null,"Geometrical Moment of Ineryia cm4",null,null,null,"Raidus of Gyration of Area cm.",null,null,null,"Modulus of Section cm3"]
[null,null,null,null,null,null,null,null,null,null,null,null,null,null,null,null,null,null,null,null,null,null,null,null,null,null,null,null,null,null,null,null,null,null,null,null,null,null,null,null,null,"AxB","t","r1","r2",null,null,"Cx","Cy","Ix","Iy","Max ix","Min iy","ix","iy","Max ix","Max iy","Zx","Zy"]
[null,null,null,null,null,null,null,null,null,null,null,null,null,null,null,null,null,null,null,null,null,null,null,null,null,null,null,null,null,null,null,null,null,null,null,null,null,null,null,1,{"$f":"AP1062&\"x\"&AQ1062","v":"90x75x9"},"90x75",9,8.5,6,14.04,11,2.75,2.0099999999999998,109,68.099999999999994,143,34.1,2.78,2.2000000000000002,3.19,1.56,17.399999999999999,12.4]
[null,null,null,null,null,null,null,null,null,null,null,null,null,null,null,null,null,null,null,null,null,null,null,null,null,null,null,null,null,null,null,null,null,null,null,null,null,null,null,2,{"$f":"AP1063&\"x\"&AQ1063","v":"100x75x7"},"100x75",7,10,5,11.87,9.32,3.06,1.83,118,57,144,30.8,3.15,2.19,3.49,1.61,17,10.1]
[null,null,null,null,null,null,null,null,null,null,null,null,null,null,null,null,null,null,null,null,null,null,null,null,null,null,null,null,null,null,null,null,null,null,null,null,null,null,null,3,"100x75x10","100x75",10,10,7,16.5,13,3.17,1.94,159,76.099999999999994,194,41.3,3.11,2.15,3.43,1.58,23.3,13.7]
[null,null,null,null,null,null,null,null,null,null,null,null,null,null,null,null,null,null,null,null,null,null,null,null,null,null,null,null,null,null,null,null,null,null,null,null,null,null,null,4,"125x75x7","125x75",7,10,5,13.62,10.7,4.0999999999999996,1.64,219,60.4,243,36.4,4.01,2.11,4.2300000000000004,1.64,26.1,10.3]
[null,null,null,null,null,null,null,null,null,null,null,null,null,null,null,null,null,null,null,null,null,null,null,null,null,null,null,null,null,null,null,null,null,null,null,null,null,null,null,5,"125x75x10","125x75",10,10,7,19,14.9,4.22,1.75,299,80.8,330,49,3.96,2.06,4.17,1.61,36.1,14.1]
[null,null,null,null,null,null,null,null,null,null,null,null,null,null,null,null,null,null,null,null,null,null,null,null,null,null,null,null,null,null,null,null,null,null,null,null,null,null,null,6,"125x75x13","125x75",13,10,7,24.31,19.100000000000001,4.3499999999999996,1.87,376,101,415,61.9,3.93,2.04,4.13,1.6,46.1,17.899999999999999]
[null,null,null,null,null,null,null,null,null,null,null,null,null,null,null,null,null,null,null,null,null,null,null,null,null,null,null,null,null,null,null,null,null,null,null,null,null,null,null,7,"125x90x10","125x90",10,10,7,20.5,16.100000000000001,3.95,2.2200000000000002,313,138,380,76.2,3.94,2.59,4.3,1.93,37.200000000000003,20.3]
[null,null,null,null,null,null,null,null,null,null,null,null,null,null,null,null,null,null,null,null,null,null,null,null,null,null,null,null,null,null,null,null,null,null,null,null,null,null,null,8,"125x90x13","125x90",13,10,7,26.26,20.6,4.07,2.34,401,173,477,96.3,3.91,2.57,4.26,1.91,47.5,25.9]
[null,null,null,null,null,null,null,null,null,null,null,null,null,null,null,null,null,null,null,null,null,null,null,null,null,null,null,null,null,null,null,null,null,null,null,null,null,null,null,9,"150x90x9","150x90",9,12,6,20.94,16.399999999999999,4.95,1.99,485,133,537,80.400000000000006,4.8099999999999996,2.52,5.0599999999999996,1.96,48.2,19]
[null,null,null,null,null,null,null,null,null,null,null,null,null,null,null,null,null,null,null,null,null,null,null,null,null,null,null,null,null,null,null,null,null,null,null,null,null,null,null,10,"150x90x12","150x90",12,12,8.5,27.36,21.5,5.07,2.1,619,167,685,102,4.76,2.4700000000000002,5,1.93,62.3,24.3]
[null,null,null,null,null,null,null,null,null,null,null,null,null,null,null,null,null,null,null,null,null,null,null,null,null,null,null,null,null,null,null,null,null,null,null,null,null,null,null,11,"150x100x9","150x100",9,12,6,21.84,17.100000000000001,4.76,2.2999999999999998,502,181,579,104,4.79,2.88,5.15,2.1800000000000002,49.1,23.5]
[null,null,null,null,null,null,null,null,null,null,null,null,null,null,null,null,null,null,null,null,null,null,null,null,null,null,null,null,null,null,null,null,null,null,null,null,null,null,null,12,"150x100x12","150x100",12,12,8.5,28.56,22.4,4.88,2.41,612,223,738,132,4.74,2.83,5.09,2.15,63.4,30.1]
[null,null,null,null,null,null,null,null,null,null,null,null,null,null,null,null,null,null,null,null,null,null,null,null,null,null,null,null,null,null,null,null,null,null,null,null,null,null,null,13,"150x100x15","150x100",15,12,8.5,35.25,27.7,5,2.5299999999999998,782,276,897,161,4.71,2.8,5.04,2.14,78.2,37]

{"sheet":"Ridge","index":4,"n_rows":1074,"n_cols":69,"rows_kept":1074,"cut":false,"hidden":false,"merged":[[25,64,25,66],[1048,41,1055,41],[1058,41,1059,44],[1058,45,1060,45],[1058,46,1060,46],[1058,47,1058,58],[1059,47,1059,48],[1059,49,1059,52],[1059,53,1059,56],[1059,57,1059,58],[25,61,25,63],[25,49,25,51],[25,52,25,54],[25,55,25,57],[25,58,25,60],[88,41,90,41],[88,42,90,42],[91,41,92,41],[91,42,92,42],[93,41,94,41],[93,42,94,42],[79,41,80,41],[79,42,80,42],[81,41,84,41],[0,1,0,35],[1,1,1,3],[1,5,1,16],[1,17,1,20],[1,22,1,27],[1,28,1,30],[1,32,1,35],[0,36,0,38],[1,36,1,38],[19,1,19,35],[20,1,20,4],[20,6,20,9],[20,13,20,16],[20,18,20,21],[2,36,2,39],[2,43,3,43],[3,1,3,3],[3,5,3,16],[3,17,3,20],[3,22,3,27],[3,28,3,30],[3,32,3,35],[2,1,2,3],[2,5,2,16],[2,17,2,20],[2,22,2,27],[2,28,2,30],[2,32,2,35],[23,1,23,4],[23,6,23,9],[21,25,21,28],[21,30,21,33],[20,25,20,28],[20,30,20,33],[22,1,22,4],[22,6,22,9],[22,13,22,16],[22,18,22,21],[21,1,21,4],[21,6,21,9],[21,13,21,16],[21,18,21,21],[25,1,25,35],[33,1,33,24],[33,25,33,35],[34,13,34,16],[34,18,34,21],[34,25,34,28],[34,29,34,33],[25,43,25,45],[25,46,25,48],[34,1,34,4],[34,6,34,9],[37,25,37,28],[37,30,37,33],[38,25,38,28],[38,30,38,33],[35,46,35,56],[35,57,35,67],[36,1,36,4],[36,6,36,9],[36,13,36,16],[36,18,36,21],[36,25,36,28],[36,30,36,33],[35,1,35,4],[35,6,35,9],[35,13,35,16],[35,18,35,21],[35,25,35,28],[35,30,35,33],[37,1,37,4],[37,6,37,9],[37,13,37,16],[37,18,37,21],[43,23,43,24],[43,25,43,27],[43,30,43,35],[62,41,69,41],[76,41,77,41],[76,42,77,42],[38,1,38,4],[38,6,38,9],[38,13,38,16],[38,18,38,21],[43,1,43,7],[43,8,43,22],[42,25,42,28],[42,30,42,33],[39,25,39,28],[39,30,39,33],[40,25,40,28],[40,30,40,33],[41,25,41,28],[41,30,41,33],[81,42,84,42],[85,41,87,41],[85,42,87,42],[106,41,109,41],[106,42,109,42],[112,41,119,41],[122,41,122,45],[122,46,124,46],[122,47,124,47],[95,41,97,41],[95,42,97,42],[98,41,101,41],[98,42,101,42],[102,41,105,41],[102,42,105,42],[122,48,122,55],[123,41,124,41],[123,42,124,42],[123,43,124,43],[123,44,124,44],[123,45,124,45],[123,48,123,49],[123,50,123,51],[123,52,123,53],[123,54,123,55],[204,41,211,41],[214,41,216,41],[214,42,215,43],[214,44,214,53],[214,54,216,54],[214,55,216,55],[143,41,150,41],[153,41,154,44],[153,45,155,45],[153,46,155,46],[153,47,153,58],[154,47,154,48],[154,49,154,52],[154,53,154,56],[154,57,154,58],[214,56,214,59],[214,60,214,63],[214,64,214,67],[214,68,216,68],[215,44,215,45],[215,46,215,47],[215,48,215,49],[215,50,215,51],[215,52,215,53],[215,56,215,57],[226,68,228,68],[229,68,230,68],[232,68,235,68],[236,68,237,68],[238,68,239,68],[240,68,244,68],[215,58,215,59],[215,60,215,61],[215,62,215,63],[215,64,215,65],[215,66,215,67],[223,68,224,68],[266,68,268,68],[269,68,271,68],[272,68,274,68],[275,68,277,68],[278,68,281,68],[282,68,284,68],[245,68,247,68],[248,68,249,68],[250,68,254,68],[255,68,257,68],[258,68,259,68],[260,68,265,68],[304,44,306,44],[304,45,306,45],[304,48,304,49],[304,50,305,51],[304,52,305,53],[305,48,305,49],[285,68,286,68],[287,68,288,68],[292,41,299,41],[302,41,302,45],[302,47,306,47],[302,48,303,53],[303,41,303,45],[304,41,306,41],[304,42,306,42],[304,43,306,43],[339,49,339,50],[339,51,339,52],[339,53,339,54],[388,41,395,41],[398,41,398,42],[398,46,398,47],[398,48,398,49],[398,50,398,51],[329,41,336,41],[339,41,339,42],[339,43,340,43],[339,44,340,44],[339,45,339,46],[339,47,339,48],[410,41,415,41],[410,42,415,42],[416,41,420,41],[416,42,420,42],[421,41,423,41],[421,42,423,42],[399,41,399,42],[401,41,404,41],[401,42,404,42],[405,41,406,41],[405,42,406,42],[407,41,409,41],[407,42,409,42],[446,41,447,41],[446,42,447,42],[448,41,449,41],[448,42,449,42],[450,41,456,41],[450,42,456,42],[424,41,426,41],[424,42,426,42],[429,41,436,41],[439,41,439,42],[440,41,440,42],[442,41,445,41],[442,42,445,42],[470,41,473,41],[470,42,473,42],[476,41,483,41],[486,41,489,41],[486,42,486,44],[486,46,486,47],[457,41,460,41],[457,42,460,42],[461,41,465,41],[461,42,465,42],[466,41,469,41],[466,42,469,42],[562,41,562,42],[562,43,563,43],[562,44,563,44],[562,46,562,47],[562,48,563,48],[562,49,563,49],[486,48,486,49],[486,50,486,51],[490,41,491,41],[492,41,493,41],[534,41,541,41],[544,41,545,41],[544,42,546,42],[544,43,544,50],[621,41,636,41],[623,46,631,46],[632,46,636,49],[639,41,646,41],[649,41,650,41],[649,42,650,42],[649,43,649,53],[564,41,568,41],[564,46,578,46],[569,41,578,41],[579,41,588,41],[579,46,591,46],[589,41,603,41],[592,46,604,46],[604,41,620,41],[605,46,613,46],[614,46,622,46]]}
[null,"Ridge steel design : ASD",null,null,null,null,null,null,null,null,null,null,null,null,null,null,null,null,null,null,null,null,null,null,null,null,null,null,null,null,null,null,null,null,null,null,"Created & Development"]
[null,"◙ Project",null,null,":","อาคารพานิชย์ 3 ชั้น",null,null,null,null,null,null,null,null,null,null,null,"◙ Date",null,null,null,":",{"$f":"TODAY()","v":"2012-12-09"},null,null,null,null,null,"◙ Time",null,null,":",{"$f":" NOW()","v":41252.775821064817},null,null,null,"Mr. Jirawat Kaewsup",null,null,null,null,null,null,1,null,null,1,4]
[null,"◙ Owner",null,null,":","คุณสมหวัง ดังปรารถนา",null,null,null,null,null,null,null,null,null,null,null,"◙ Engineer",null,null,null,":","นายจิรวัฒน์ แก้วทรัพย์",null,null,null,null,null,"◙ License",null,null,":","ภย.30857",null,null,null,"       Introduction",null,null,null,null,null,null,"E",2040000,null,2,{"$f":"IF(AV2=1,\"RB 6\",IF(AV2=2,\"RB 9\",IF(AV2=3,\"RB 12\",IF(AV2=4,\"RB 15\",IF(AV2=5,\"RB 19\",IF(AV2=6,\"RB 25\",IF(AV2=7,\"RB 28\",IF(AV2=8,\"RB 34\",IF(AV2=9,\"DB 10\",IF(AV2=10,\"DB 12\",IF(AV2=11,\"DB 16\",IF(AV2=12,\"DB 20\",IF(AV2=13,\"DB 22\",IF(AV2=14,\"DB 25\",IF(AV2=15,\"DB 28\",IF(AV2=16,\"DB 32\",IF(AV2=17,\"DB 34\",IF(AV2=18,\"DB 40\"))))))))))))))))))","v":"RB 15"}]
[null,"◙ Location",null,null,":","ตำบลในเมือง อำเภอเมือง จังหวัดนครราชสีมา",null,null,null,null,null,null,null,null,null,null,null,"◙ Ridge No.",null,null,null,":","Ridge-1",null,null,null,null,null,"◙ Floor",null,null,":","Roof",null,null,null,"   -ออกแบบตามมาตรฐาน AISC หรือ ว.ส.ท.",null,null,null,null,null,null,null,2100000,null,3,"Fe-24"]
[null,null,null,null,null,null,null,null,null,null,null,null,null,null,null,null,null,null,null,null,null,null,null,null,null,null,null,null,null,null,null,null,null,null,null,null,"   -Allowable Stress Design : ASD",null,null,null,null,null,null,null,null,null,4,"Fe-30"]
[null,null,null,null,null,null,null,null,null,null,null,null,null,null,null,null,null,null,null,null,null,null,null,null,null,null,null,null,null,null,null,null,null,null,null,null,"   -ป้อนข้อมูลเฉพาะตัวอักษรหรือตัวเลขสีน้ำเงิน",null,null,null,null,null,null,null,null,null,"Yes"]
[null,null,null,null,null,null,null,null,null,null,null,null,null,null,null,null,null,null,null,null,null,null,null,null,null,null,null,null,null,null,null,null,null,null,null,null,null,null,null,null,null,null,null,null,null,null,"No"]
[]
[null,null,null,null,null,null,null,null,null,null,null,null,null,null,null,null,null,null,null,null,null,null,null,null,null,null,null,null,null,null,null,null,null,null,null,null,null,null,null,null,null,null,{"$f":"IF(AR2=1,\"Use : C-Light Lip Channel\",IF(AR2=2,\"Use : Square Tube\",IF(AR2=3,\"Use : Rectangular Tube\",IF(AR2=4,\"Use : Equal leg Angel\",IF(AR2=5,\"Use : C-Channel\",IF(AR2=6,\"Use : WF-Wide Flange\",IF(AR2=7,\"Use : I-Beam\",IF(AR2=8,\"Use : Unequal leg Angel\"))))))))","v":"Use : C-Light Lip Channel"}]
[]
[]
[]
[]
[]
[]
[]
[]
[]
[]
[null,"Input Data"]
[null,"Use Steel Grade",null,null,null," =","Fe-24",null,null,null,null,null,null,"Weight of ridge",null,null,null," =",11,null,null,null,"kg./m.",null,null,"D",null,null,null," =",{"$f":"Rafter!AE24","v":2},null,null,null,"m."]
[null,"Es",null,null,null," =",2100000,null,null,null,"kg./cm.2",null,null,"Weight tranfer.",null,null,null," =",325.83999999999997,null,null,null,"kg./m.",null,null,"L",null,null,null," =",3,null,null,null,"m."]
[null,"Fy",null,null,null," =",{"$f":"IF(G21=\"Fe-24\",2400,IF(G21=\"Fe-30\",3000))","v":2400},null,null,null,"kg./cm.2",null,null,"Weight average",null,null,null," =",{"$f":"(S22)+(S21)","v":336.84},null,null,null,"kg./m."]
[null,"Fb",null,null,null," =",{"$f":"0.6*G23","v":1440},null,null,null,"kg./cm.2"]
[]
[null,"Analysis & Design",null,null,null,null,null,null,null,null,null,null,null,null,null,null,null,null,null,null,null,null,null,null,null,null,null,null,null,null,null,null,null,null,null,null,null,null,null,null,null,null,null,"C-Light Lip Channel",null,null,"Square Tube",null,null,"Rectangular Tube",null,null,"Equal leg Angle",null,null,"C-Channel",null,null,"WF-Wide Flange",null,null,"I-Beam",null,null,"Unequal leg Angle"]
[null,null,null,null,null,null,null,null,null,null,null,null,null,null,null,null,null,null,null,null,null,null,null,null,null,null,null,null,null,null,null,null,null,null,null,null,null,null,null,null,null,null,null,"Ix",{"$f":"IF(AND(AR2=1,AD35=AO342),VLOOKUP(1,AN342:BC386,9,FALSE),IF(AND(AR2=1,AD35=AO343),VLOOKUP(2,AN342:BC386,9,FALSE),IF(AND(AR2=1,AD35=AO344),VLOOKUP(3,AN342:BC386,9,FALSE),IF(AND(AR2=1,AD35=AO345),VLOOKUP(4,AN342:BC386,9,FALSE),IF(AND(AR2=1,AD35=AO346),VLOOKUP(5,AN342:BC386,9,FALSE),IF(AND(AR2=1,AD35=AO347),VLOOKUP(6,AN342:BC386,9,FALSE),IF(AND(AR2=1,AD35=AO348),VLOOKUP(7,AN342:BC386,9,FALSE),IF(AND(AR2=1,AD35=AO349),VLOOKUP(8,AN342:BC386,9,FALSE),IF(AND(AR2=1,AD35=AO350),VLOOKUP(9,AN342:BC386,9,FALSE),IF(AND(AR2=1,AD35=AO351),VLOOKUP(10,AN342:BC386,9,FALSE),IF(AND(AR2=1,AD35=AO352),VLOOKUP(11,AN342:BC386,9,FALSE),IF(AND(AR2=1,AD35=AO353),VLOOKUP(12,AN342:BC386,9,FALSE),IF(AND(AR2=1,AD35=AO354),VLOOKUP(13,AN342:BC386,9,FALSE),IF(AND(AR2=1,AD35=AO355),VLOOKUP(14,AN342:BC386,9,FALSE),IF(AND(AR2=1,AD35=AO356),VLOOKUP(15,AN342:BC386,9,FALSE),IF(AND(AR2=1,AD35=AO357),VLOOKUP(16,AN342:BC386,9,FALSE),IF(AND(AR2=1,AD35=AO358),VLOOKUP(17,AN342:BC386,9,FALSE),IF(AND(AR2=1,AD35=AO359),VLOOKUP(18,AN342:BC386,9,FALSE),IF(AND(AR2=1,AD35=AO360),VLOOKUP(19,AN342:BC386,9,FALSE),IF(AND(AR2=1,AD35=AO361),VLOOKUP(20,AN342:BC386,9,FALSE),IF(AND(AR2=1,AD35=AO362),VLOOKUP(21,AN342:BC386,9,FALSE),IF(AND(AR2=1,AD35=AO363),VLOOKUP(22,AN342:BC386,9,FALSE),IF(AND(AR2=1,AD35=AO364),VLOOKUP(23,AN342:BC386,9,FALSE),IF(AND(AR2=1,AD35=AO365),VLOOKUP(24,AN342:BC386,9,FALSE),IF(AND(AR2=1,AD35=AO366),VLOOKUP(25,AN342:BC386,9,FALSE),IF(AND(AR2=1,AD35=AO367),VLOOKUP(26,AN342:BC386,9,FALSE),IF(AND(AR2=1,AD35=AO368),VLOOKUP(27,AN342:BC386,9,FALSE),IF(AND(AR2=1,AD35=AO369),VLOOKUP(28,AN342:BC386,9,FALSE),IF(AND(AR2=1,AD35=AO370),VLOOKUP(29,AN342:BC386,9,FALSE),IF(AND(AR2=1,AD35=AO371),VLOOKUP(30,AN342:BC386,9,FALSE),IF(AND(AR2=1,AD35=AO372),VLOOKUP(31,AN342:BC386,9,FALSE),IF(AND(AR2=1,AD35=AO373),VLOOKUP(32,AN342:BC386,9,FALSE),IF(AND(AR2=1,AD35=AO374),VLOOKUP(33,AN342:BC386,9,FALSE),IF(AND(AR2=1,AD35=AO375),VLOOKUP(34,AN342:BC386,9,FALSE),IF(AND(AR2=1,AD35=AO376),VLOOKUP(35,AN342:BC386,9,FALSE),IF(AND(AR2=1,AD35=AO377),VLOOKUP(36,AN342:BC386,9,FALSE),IF(AND(AR2=1,AD35=AO378),VLOOKUP(37,AN342:BC386,9,FALSE),IF(AND(AR2=1,AD35=AO379),VLOOKUP(38,AN342:BC386,9,FALSE),IF(AND(AR2=1,AD35=AO380),VLOOKUP(39,AN342:BC386,9,FALSE),IF(AND(AR2=1,AD35=AO381),VLOOKUP(40,AN342:BC386,9,FALSE),IF(AND(AR2=1,AD35=AO382),VLOOKUP(41,AN342:BC386,9,FALSE),IF(AND(AR2=1,AD35=AO383),VLOOKUP(42,AN342:BC386,9,FALSE),IF(AND(AR2=1,AD35=AO384),VLOOKUP(43,AN342:BC386,9,FALSE),IF(AND(AR2=1,AD35=AO385),VLOOKUP(44,AN342:BC386,9,FALSE),IF(AND(AR2=1,AD35=AO386),VLOOKUP(45,AN342:BC386,9,FALSE))))))))))))))))))))))))))))))))))))))))))))))","v":107},"cm4","Ix",{"$f":"IF(AND(AR2=2,AD35=AO443),VLOOKUP(1,AN443:AW474,8,FALSE),IF(AND(AR2=2,AD35=AO444),VLOOKUP(2,AN443:AW474,8,FALSE),IF(AND(AR2=2,AD35=AO445),VLOOKUP(3,AN443:AW474,8,FALSE),IF(AND(AR2=2,AD35=AO446),VLOOKUP(4,AN443:AW474,8,FALSE),IF(AND(AR2=2,AD35=AO447),VLOOKUP(5,AN443:AW474,8,FALSE),IF(AND(AR2=2,AD35=AO448),VLOOKUP(6,AN443:AW474,8,FALSE),IF(AND(AR2=2,AD35=AO449),VLOOKUP(7,AN443:AW474,8,FALSE),IF(AND(AR2=2,AD35=AO450),VLOOKUP(8,AN443:AW474,8,FALSE),IF(AND(AR2=2,AD35=AO451),VLOOKUP(9,AN443:AW474,8,FALSE),IF(AND(AR2=2,AD35=AO452),VLOOKUP(10,AN443:AW474,8,FALSE),IF(AND(AR2=2,AD35=AO453),VLOOKUP(11,AN443:AW474,8,FALSE),IF(AND(AR2=2,AD35=AO454),VLOOKUP(12,AN443:AW474,8,FALSE),IF(AND(AR2=2,AD35=AO455),VLOOKUP(13,AN443:AW474,8,FALSE),IF(AND(AR2=2,AD35=AO456),VLOOKUP(14,AN443:AW474,8,FALSE),IF(AND(AR2=2,AD35=AO457),VLOOKUP(15,AN443:AW474,8,FALSE),IF(AND(AR2=2,AD35=AO458),VLOOKUP(16,AN443:AW474,8,FALSE),IF(AND(AR2=2,AD35=AO459),VLOOKUP(17,AN443:AW474,8,FALSE),IF(AND(AR2=2,AD35=AO460),VLOOKUP(18,AN443:AW474,8,FALSE),IF(AND(AR2=2,AD35=AO461),VLOOKUP(19,AN443:AW474,8,FALSE),IF(AND(AR2=2,AD35=AO462),VLOOKUP(20,AN443:AW474,8,FALSE),IF(AND(AR2=2,AD35=AO463),VLOOKUP(21,AN443:AW474,8,FALSE),IF(AND(AR2=2,AD35=AO464),VLOOKUP(22,AN443:AW474,8,FALSE),IF(AND(AR2=2,AD35=AO465),VLOOKUP(23,AN443:AW474,8,FALSE),IF(AND(AR2=2,AD35=AO466),VLOOKUP(24,AN443:AW474,8,FALSE),IF(AND(AR2=2,AD35=AO467),VLOOKUP(25,AN443:AW474,8,FALSE),IF(AND(AR2=2,AD35=AO468),VLOOKUP(26,AN443:AW474,8,FALSE),IF(AND(AR2=2,AD35=AO469),VLOOKUP(27,AN443:AW474,8,FALSE),IF(AND(AR2=2,AD35=AO470),VLOOKUP(28,AN443:AW474,8,FALSE),IF(AND(AR2=2,AD35=AO471),VLOOKUP(29,AN443:AW474,8,FALSE),IF(AND(AR2=2,AD35=AO472),VLOOKUP(30,AN443:AW474,8,FALSE),IF(AND(AR2=2,AD35=AO473),VLOOKUP(31,AN443:AW474,8,FALSE),IF(AND(AR2=2,AD35=AO474),VLOOKUP(32,AN443:AW474,8,FALSE)))))))))))))))))))))))))))))))))","v":false},"cm4","Ix",{"$f":"IF(AND(AR2=3,AD35=AO402),VLOOKUP(1,AN402:AZ427,8,FALSE),IF(AND(AR2=3,AD35=AO403),VLOOKUP(2,AN402:AZ427,8,FALSE),IF(AND(AR2=3,AD35=AO404),VLOOKUP(3,AN402:AZ427,8,FALSE),IF(AND(AR2=3,AD35=AO405),VLOOKUP(4,AN402:AZ427,8,FALSE),IF(AND(AR2=3,AD35=AO406),VLOOKUP(5,AN402:AZ427,8,FALSE),IF(AND(AR2=3,AD35=AO407),VLOOKUP(6,AN402:AZ427,8,FALSE),IF(AND(AR2=3,AD35=AO408),VLOOKUP(7,AN402:AZ427,8,FALSE),IF(AND(AR2=3,AD35=AO409),VLOOKUP(8,AN402:AZ427,8,FALSE),IF(AND(AR2=3,AD35=AO410),VLOOKUP(9,AN402:AZ427,8,FALSE),IF(AND(AR2=3,AD35=AO411),VLOOKUP(10,AN402:AZ427,8,FALSE),IF(AND(AR2=3,AD35=AO412),VLOOKUP(11,AN402:AZ427,8,FALSE),IF(AND(AR2=3,AD35=AO413),VLOOKUP(12,AN402:AZ427,8,FALSE),IF(AND(AR2=3,AD35=AO414),VLOOKUP(13,AN402:AZ427,8,FALSE),IF(AND(AR2=3,AD35=AO415),VLOOKUP(14,AN402:AZ427,8,FALSE),IF(AND(AR2=3,AD35=AO416),VLOOKUP(15,AN402:AZ427,8,FALSE),IF(AND(AR2=3,AD35=AO417),VLOOKUP(16,AN402:AZ427,8,FALSE),IF(AND(AR2=3,AD35=AO418),VLOOKUP(17,AN402:AZ427,8,FALSE),IF(AND(AR2=3,AD35=AO419),VLOOKUP(18,AN402:AZ427,8,FALSE),IF(AND(AR2=3,AD35=AO420),VLOOKUP(19,AN402:AZ427,8,FALSE),IF(AND(AR2=3,AD35=AO421),VLOOKUP(20,AN402:AZ427,8,FALSE),IF(AND(AR2=3,AD35=AO422),VLOOKUP(21,AN402:AZ427,8,FALSE),IF(AND(AR2=3,AD35=AO423),VLOOKUP(22,AN402:AZ427,8,FALSE),IF(AND(AR2=3,AD35=AO424),VLOOKUP(23,AN402:AZ427,8,FALSE),IF(AND(AR2=3,AD35=AO425),VLOOKUP(24,AN402:AZ427,8,FALSE),IF(AND(AR2=3,AD35=AO426),VLOOKUP(25,AN402:AZ427,8,FALSE),IF(AND(AR2=3,AD35=AO427),VLOOKUP(26,AN402:AZ427,8,FALSE)))))))))))))))))))))))))))","v":false},"cm4","Ix",{"$f":"IF(AND(AR2=4,AD35=AO157),VLOOKUP(1,AN157:BG202,11,FALSE),IF(AND(AR2=4,AD35=AO158),VLOOKUP(2,AN157:BG202,11,FALSE),IF(AND(AR2=4,AD35=AO159),VLOOKUP(3,AN157:BG202,11,FALSE),IF(AND(AR2=4,AD35=AO160),VLOOKUP(4,AN157:BG202,11,FALSE),IF(AND(AR2=4,AD35=AO161),VLOOKUP(5,AN157:BG202,11,FALSE),IF(AND(AR2=4,AD35=AO162),VLOOKUP(6,AN157:BG202,11,FALSE),IF(AND(AR2=4,AD35=AO163),VLOOKUP(7,AN157:BG202,11,FALSE),IF(AND(AR2=4,AD35=AO164),VLOOKUP(8,AN157:BG202,11,FALSE),IF(AND(AR2=4,AD35=AO165),VLOOKUP(9,AN157:BG202,11,FALSE),IF(AND(AR2=4,AD35=AO166),VLOOKUP(10,AN157:BG202,11,FALSE),IF(AND(AR2=4,AD35=AO167),VLOOKUP(11,AN157:BG202,11,FALSE),IF(AND(AR2=4,AD35=AO168),VLOOKUP(12,AN157:BG202,11,FALSE),IF(AND(AR2=4,AD35=AO169),VLOOKUP(13,AN157:BG202,11,FALSE),IF(AND(AR2=4,AD35=AO170),VLOOKUP(14,AN157:BG202,11,FALSE),IF(AND(AR2=4,AD35=AO171),VLOOKUP(15,AN157:BG202,11,FALSE),IF(AND(AR2=4,AD35=AO172),VLOOKUP(16,AN157:BG202,11,FALSE),IF(AND(AR2=4,AD35=AO173),VLOOKUP(17,AN157:BG202,11,FALSE),IF(AND(AR2=4,AD35=AO174),VLOOKUP(18,AN157:BG202,11,FALSE),IF(AND(AR2=4,AD35=AO175),VLOOKUP(19,AN157:BG202,11,FALSE),IF(AND(AR2=4,AD35=AO176),VLOOKUP(20,AN157:BG202,11,FALSE),IF(AND(AR2=4,AD35=AO177),VLOOKUP(21,AN157:BG202,11,FALSE),IF(AND(AR2=4,AD35=AO178),VLOOKUP(22,AN157:BG202,11,FALSE),IF(AND(AR2=4,AD35=AO179),VLOOKUP(23,AN157:BG202,11,FALSE),IF(AND(AR2=4,AD35=AO180),VLOOKUP(24,AN157:BG202,11,FALSE),IF(AND(AR2=4,AD35=AO181),VLOOKUP(25,AN157:BG202,11,FALSE),IF(AND(AR2=4,AD35=AO182),VLOOKUP(26,AN157:BG202,11,FALSE),IF(AND(AR2=4,AD35=AO183),VLOOKUP(27,AN157:BG202,11,FALSE),IF(AND(AR2=4,AD35=AO184),VLOOKUP(28,AN157:BG202,11,FALSE),IF(AND(AR2=4,AD35=AO185),VLOOKUP(29,AN157:BG202,11,FALSE),IF(AND(AR2=4,AD35=AO186),VLOOKUP(30,AN157:BG202,11,FALSE),IF(AND(AR2=4,AD35=AO187),VLOOKUP(31,AN157:BG202,11,FALSE),IF(AND(AR2=4,AD35=AO188),VLOOKUP(32,AN157:BG202,11,FALSE),IF(AND(AR2=4,AD35=AO189),VLOOKUP(33,AN157:BG202,11,FALSE),IF(AND(AR2=4,AD35=AO190),VLOOKUP(34,AN157:BG202,11,FALSE),IF(AND(AR2=4,AD35=AO191),VLOOKUP(35,AN157:BG202,11,FALSE),IF(AND(AR2=4,AD35=AO192),VLOOKUP(36,AN157:BG202,11,FALSE),IF(AND(AR2=4,AD35=AO193),VLOOKUP(37,AN157:BG202,11,FALSE),IF(AND(AR2=4,AD35=AO194),VLOOKUP(38,AN157:BG202,11,FALSE),IF(AND(AR2=4,AD35=AO195),VLOOKUP(39,AN157:BG202,11,FALSE),IF(AND(AR2=4,AD35=AO196),VLOOKUP(40,AN157:BG202,11,FALSE),IF(AND(AR2=4,AD35=AO197),VLOOKUP(41,AN157:BG202,11,FALSE),IF(AND(AR2=4,AD35=AO198),VLOOKUP(42,AN157:BG202,11,FALSE),IF(AND(AR2=4,AD35=AO199),VLOOKUP(43,AN157:BG202,11,FALSE),IF(AND(AR2=4,AD35=AO200),VLOOKUP(44,AN157:BG202,11,FALSE),IF(AND(AR2=4,AD35=AO201),VLOOKUP(45,AN157:BG202,11,FALSE),IF(AND(AR2=4,AD35=AO202),VLOOKUP(46,AN157:BG202,11,FALSE)))))))))))))))))))))))))))))))))))))))))))))))","v":false},"cm4","Ix",{"$f":"IF(AND(AR2=5,AD35=AO126),VLOOKUP(1,AN126:BD141,12,FALSE),IF(AND(AR2=5,AD35=AO127),VLOOKUP(2,AN126:BD141,12,FALSE),IF(AND(AR2=5,AD35=AO128),VLOOKUP(3,AN126:BD141,12,FALSE),IF(AND(AR2=5,AD35=AO129),VLOOKUP(4,AN126:BD141,12,FALSE),IF(AND(AR2=5,AD35=AO130),VLOOKUP(5,AN126:BD141,12,FALSE),IF(AND(AR2=5,AD35=AO131),VLOOKUP(6,AN126:BD141,12,FALSE),IF(AND(AR2=5,AD35=AO132),VLOOKUP(7,AN126:BD141,12,FALSE),IF(AND(AR2=5,AD35=AO133),VLOOKUP(8,AN126:BD141,12,FALSE),IF(AND(AR2=5,AD35=AO134),VLOOKUP(9,AN126:BD141,12,FALSE),IF(AND(AR2=5,AD35=AO135),VLOOKUP(10,AN126:BD141,12,FALSE),IF(AND(AR2=5,AD35=AO136),VLOOKUP(11,AN126:BD141,12,FALSE),IF(AND(AR2=5,AD35=AO137),VLOOKUP(12,AN126:BD141,12,FALSE),IF(AND(AR2=5,AD35=AO138),VLOOKUP(13,AN126:BD141,12,FALSE),IF(AND(AR2=5,AD35=AO139),VLOOKUP(14,AN126:BD141,12,FALSE),IF(AND(AR2=5,AD35=AO140),VLOOKUP(15,AN126:BD141,12,FALSE),IF(AND(AR2=5,AD35=AO141),VLOOKUP(16,AN126:BD141,12,FALSE)))))))))))))))))","v":false},"cm4","Ix",{"$f":"IF(AND(AR2=6,AD35=AO218),VLOOKUP(1,AN218:BQ290,18,FALSE),IF(AND(AR2=6,AD35=AO219),VLOOKUP(2,AN218:BQ290,18,FALSE),IF(AND(AR2=6,AD35=AO220),VLOOKUP(3,AN218:BQ290,18,FALSE),IF(AND(AR2=6,AD35=AO221),VLOOKUP(4,AN218:BQ290,18,FALSE),IF(AND(AR2=6,AD35=AO222),VLOOKUP(5,AN218:BQ290,18,FALSE),IF(AND(AR2=6,AD35=AO223),VLOOKUP(6,AN218:BQ290,18,FALSE),IF(AND(AR2=6,AD35=AO224),VLOOKUP(7,AN218:BQ290,18,FALSE),IF(AND(AR2=6,AD35=AO225),VLOOKUP(8,AN218:BQ290,18,FALSE),IF(AND(AR2=6,AD35=AO226),VLOOKUP(9,AN218:BQ290,18,FALSE),IF(AND(AR2=6,AD35=AO227),VLOOKUP(10,AN218:BQ290,18,FALSE),IF(AND(AR2=6,AD35=AO228),VLOOKUP(11,AN218:BQ290,18,FALSE),IF(AND(AR2=6,AD35=AO229),VLOOKUP(12,AN218:BQ290,18,FALSE),IF(AND(AR2=6,AD35=AO230),VLOOKUP(13,AN218:BQ290,18,FALSE),IF(AND(AR2=6,AD35=AO231),VLOOKUP(14,AN218:BQ290,18,FALSE),IF(AND(AR2=6,AD35=AO232),VLOOKUP(15,AN218:BQ290,18,FALSE),IF(AND(AR2=6,AD35=AO233),VLOOKUP(16,AN218:BQ290,18,FALSE),IF(AND(AR2=6,AD35=AO234),VLOOKUP(17,AN218:BQ290,18,FALSE),IF(AND(AR2=6,AD35=AO235),VLOOKUP(18,AN218:BQ290,18,FALSE),IF(AND(AR2=6,AD35=AO236),VLOOKUP(19,AN218:BQ290,18,FALSE),IF(AND(AR2=6,AD35=AO237),VLOOKUP(20,AN218:BQ290,18,FALSE),IF(AND(AR2=6,AD35=AO238),VLOOKUP(21,AN218:BQ290,18,FALSE),IF(AND(AR2=6,AD35=AO239),VLOOKUP(22,AN218:BQ290,18,FALSE),IF(AND(AR2=6,AD35=AO240),VLOOKUP(23,AN218:BQ290,18,FALSE),IF(AND(AR2=6,AD35=AO241),VLOOKUP(24,AN218:BQ290,18,FALSE),IF(AND(AR2=6,AD35=AO242),VLOOKUP(25,AN218:BQ290,18,FALSE),IF(AND(AR2=6,AD35=AO243),VLOOKUP(26,AN218:BQ290,18,FALSE),IF(AND(AR2=6,AD35=AO244),VLOOKUP(27,AN218:BQ290,18,FALSE),IF(AND(AR2=6,AD35=AO245),VLOOKUP(28,AN218:BQ290,18,FALSE),IF(AND(AR2=6,AD35=AO246),VLOOKUP(29,AN218:BQ290,18,FALSE),IF(AND(AR2=6,AD35=AO247),VLOOKUP(30,AN218:BQ290,18,FALSE),IF(AND(AR2=6,AD35=AO248),VLOOKUP(31,AN218:BQ290,18,FALSE),IF(AND(AR2=6,AD35=AO249),VLOOKUP(32,AN218:BQ290,18,FALSE),IF(AND(AR2=6,AD35=AO250),VLOOKUP(33,AN218:BQ290,18,FALSE),IF(AND(AR2=6,AD35=AO251),VLOOKUP(34,AN218:BQ290,18,FALSE),IF(AND(AR2=6,AD35=AO252),VLOOKUP(35,AN218:BQ290,18,FALSE),IF(AND(AR2=6,AD35=AO253),VLOOKUP(36,AN218:BQ290,18,FALSE),IF(AND(AR2=6,AD35=AO254),VLOOKUP(37,AN218:BQ290,18,FALSE),IF(AND(AR2=6,AD35=AO255),VLOOKUP(38,AN218:BQ290,18,FALSE),IF(AND(AR2=6,AD35=AO256),VLOOKUP(39,AN218:BQ290,18,FALSE),IF(AND(AR2=6,AD35=AO257),VLOOKUP(40,AN218:BQ290,18,FALSE),IF(AND(AR2=6,AD35=AO258),VLOOKUP(41,AN218:BQ290,18,FALSE),IF(AND(AR2=6,AD35=AO259),VLOOKUP(42,AN218:BQ290,18,FALSE),IF(AND(AR2=6,AD35=AO260),VLOOKUP(43,AN218:BQ290,18,FALSE),IF(AND(AR2=6,AD35=AO261),VLOOKUP(44,AN218:BQ290,18,FALSE),IF(AND(AR2=6,AD35=AO262),VLOOKUP(45,AN218:BQ290,18,FALSE),IF(AND(AR2=6,AD35=AO263),VLOOKUP(46,AN218:BQ290,18,FALSE),IF(AND(AR2=6,AD35=AO264),VLOOKUP(47,AN218:BQ290,18,FALSE),IF(AND(AR2=6,AD35=AO265),VLOOKUP(48,AN218:BQ290,18,FALSE),IF(AND(AR2=6,AD35=AO266),VLOOKUP(49,AN218:BQ290,18,FALSE),IF(AND(AR2=6,AD35=AO267),VLOOKUP(50,AN218:BQ290,18,FALSE),IF(AND(AR2=6,AD35=AO268),VLOOKUP(51,AN218:BQ290,18,FALSE),IF(AND(AR2=6,AD35=AO269),VLOOKUP(52,AN218:BQ290,18,FALSE),IF(AND(AR2=6,AD35=AO270),VLOOKUP(53,AN218:BQ290,18,FALSE),IF(AND(AR2=6,AD35=AO271),VLOOKUP(54,AN218:BQ290,18,FALSE),IF(AND(AR2=6,AD35=AO272),VLOOKUP(55,AN218:BQ290,18,FALSE),IF(AND(AR2=6,AD35=AO273),VLOOKUP(56,AN218:BQ290,18,FALSE),IF(AND(AR2=6,AD35=AO274),VLOOKUP(57,AN218:BQ290,18,FALSE),IF(AND(AR2=6,AD35=AO275),VLOOKUP(58,AN218:BQ290,18,FALSE),IF(AND(AR2=6,AD35=AO276),VLOOKUP(59,AN218:BQ290,18,FALSE),IF(AND(AR2=6,AD35=AO277),VLOOKUP(60,AN218:BQ290,18,FALSE),IF(AND(AR2=6,AD35=AO278),VLOOKUP(61,AN218:BQ290,18,FALSE),IF(AND(AR2=6,AD35=AO279),VLOOKUP(62,AN218:BQ290,18,FALSE),IF(AND(AR2=6,AD35=AO280),VLOOKUP(63,AN218:BQ290,18,FALSE),IF(AND(AR2=6,AD35=AO281),VLOOKUP(64,AN218:BQ290,18,FALSE)))))))))))))))))))))))))))))))))))))))))))))))))))))))))))))))))","v":false},"cm4","Ix",{"$f":"IF(AND(AR2=7,AD35=AO308),VLOOKUP(1,AN308:BB327,10,FALSE),IF(AND(AR2=7,AD35=AO309),VLOOKUP(2,AN308:BB327,10,FALSE),IF(AND(AR2=7,AD35=AO310),VLOOKUP(3,AN308:BB327,10,FALSE),IF(AND(AR2=7,AD35=AO311),VLOOKUP(4,AN308:BB327,10,FALSE),IF(AND(AR2=7,AD35=AO312),VLOOKUP(5,AN308:BB327,10,FALSE),IF(AND(AR2=7,AD35=AO313),VLOOKUP(6,AN308:BB327,10,FALSE),IF(AND(AR2=7,AD35=AO314),VLOOKUP(7,AN308:BB327,10,FALSE),IF(AND(AR2=7,AD35=AO315),VLOOKUP(8,AN308:BB327,10,FALSE),IF(AND(AR2=7,AD35=AO316),VLOOKUP(9,AN308:BB327,10,FALSE),IF(AND(AR2=7,AD35=AO317),VLOOKUP(10,AN308:BB327,10,FALSE),IF(AND(AR2=7,AD35=AO318),VLOOKUP(11,AN308:BB327,10,FALSE),IF(AND(AR2=7,AD35=AO319),VLOOKUP(12,AN308:BB327,10,FALSE),IF(AND(AR2=7,AD35=AO320),VLOOKUP(13,AN308:BB327,10,FALSE),IF(AND(AR2=7,AD35=AO321),VLOOKUP(14,AN308:BB327,10,FALSE),IF(AND(AR2=7,AD35=AO322),VLOOKUP(15,AN308:BB327,10,FALSE),IF(AND(AR2=7,AD35=AO323),VLOOKUP(16,AN308:BB327,10,FALSE),IF(AND(AR2=7,AD35=AO324),VLOOKUP(17,AN308:BB327,10,FALSE),IF(AND(AR2=7,AD35=AO325),VLOOKUP(18,AN308:BB327,10,FALSE),IF(AND(AR2=7,AD35=AO326),VLOOKUP(19,AN308:BB327,10,FALSE),IF(AND(AR2=7,AD35=AO327),VLOOKUP(20,AN308:BB327,10,FALSE)))))))))))))))))))))","v":false},"cm4","Ix",{"$f":"IF(AND(AR2=8,AD35=AO1062),VLOOKUP(1,AN1062:BG1074,11,FALSE),IF(AND(AR2=8,AD35=AO1063),VLOOKUP(2,AN1062:BG1074,11,FALSE),IF(AND(AR2=8,AD35=AO1064),VLOOKUP(3,AN1062:BG1074,11,FALSE),IF(AND(AR2=8,AD35=AO1065),VLOOKUP(4,AN1062:BG1074,11,FALSE),IF(AND(AR2=8,AD35=AO1066),VLOOKUP(5,AN1062:BG1074,11,FALSE),IF(AND(AR2=8,AD35=AO1067),VLOOKUP(6,AN1062:BG1074,11,FALSE),IF(AND(AR2=8,AD35=AO1068),VLOOKUP(7,AN1062:BG1074,11,FALSE),IF(AND(AR2=8,AD35=AO1069),VLOOKUP(8,AN1062:BG1074,11,FALSE),IF(AND(AR2=8,AD35=AO1070),VLOOKUP(9,AN1062:BG1074,11,FALSE),IF(AND(AR2=8,AD35=AO1071),VLOOKUP(10,AN1062:BG1074,11,FALSE),IF(AND(AR2=8,AD35=AO1072),VLOOKUP(11,AN1062:BG1074,11,FALSE),IF(AND(AR2=8,AD35=AO1073),VLOOKUP(12,AN1062:BG1074,11,FALSE),IF(AND(AR2=8,AD35=AO1074),VLOOKUP(13,AN1062:BG1074,11,FALSE))))))))))))))","v":false},"cm4"]
[null,null,null,null,null,null,null,null,null,null,null,null,null,null,null,null,null,null,null,null,null,null,null,null,null,null,null,null,null,null,null,null,null,null,null,null,null,null,null,null,null,null,null,"Iy",{"$f":"IF(AND(AR2=1,AD35=AO342),VLOOKUP(1,AN342:BC386,10,FALSE),IF(AND(AR2=1,AD35=AO343),VLOOKUP(2,AN342:BC386,10,FALSE),IF(AND(AR2=1,AD35=AO344),VLOOKUP(3,AN342:BC386,10,FALSE),IF(AND(AR2=1,AD35=AO345),VLOOKUP(4,AN342:BC386,10,FALSE),IF(AND(AR2=1,AD35=AO346),VLOOKUP(5,AN342:BC386,10,FALSE),IF(AND(AR2=1,AD35=AO347),VLOOKUP(6,AN342:BC386,10,FALSE),IF(AND(AR2=1,AD35=AO348),VLOOKUP(7,AN342:BC386,10,FALSE),IF(AND(AR2=1,AD35=AO349),VLOOKUP(8,AN342:BC386,10,FALSE),IF(AND(AR2=1,AD35=AO350),VLOOKUP(9,AN342:BC386,10,FALSE),IF(AND(AR2=1,AD35=AO351),VLOOKUP(10,AN342:BC386,10,FALSE),IF(AND(AR2=1,AD35=AO352),VLOOKUP(11,AN342:BC386,10,FALSE),IF(AND(AR2=1,AD35=AO353),VLOOKUP(12,AN342:BC386,10,FALSE),IF(AND(AR2=1,AD35=AO354),VLOOKUP(13,AN342:BC386,10,FALSE),IF(AND(AR2=1,AD35=AO355),VLOOKUP(14,AN342:BC386,10,FALSE),IF(AND(AR2=1,AD35=AO356),VLOOKUP(15,AN342:BC386,10,FALSE),IF(AND(AR2=1,AD35=AO357),VLOOKUP(16,AN342:BC386,10,FALSE),IF(AND(AR2=1,AD35=AO358),VLOOKUP(17,AN342:BC386,10,FALSE),IF(AND(AR2=1,AD35=AO359),VLOOKUP(18,AN342:BC386,10,FALSE),IF(AND(AR2=1,AD35=AO360),VLOOKUP(19,AN342:BC386,10,FALSE),IF(AND(AR2=1,AD35=AO361),VLOOKUP(20,AN342:BC386,10,FALSE),IF(AND(AR2=1,AD35=AO362),VLOOKUP(21,AN342:BC386,10,FALSE),IF(AND(AR2=1,AD35=AO363),VLOOKUP(22,AN342:BC386,10,FALSE),IF(AND(AR2=1,AD35=AO364),VLOOKUP(23,AN342:BC386,10,FALSE),IF(AND(AR2=1,AD35=AO365),VLOOKUP(24,AN342:BC386,10,FALSE),IF(AND(AR2=1,AD35=AO366),VLOOKUP(25,AN342:BC386,10,FALSE),IF(AND(AR2=1,AD35=AO367),VLOOKUP(26,AN342:BC386,10,FALSE),IF(AND(AR2=1,AD35=AO368),VLOOKUP(27,AN342:BC386,10,FALSE),IF(AND(AR2=1,AD35=AO369),VLOOKUP(28,AN342:BC386,10,FALSE),IF(AND(AR2=1,AD35=AO370),VLOOKUP(29,AN342:BC386,10,FALSE),IF(AND(AR2=1,AD35=AO371),VLOOKUP(30,AN342:BC386,10,FALSE),IF(AND(AR2=1,AD35=AO372),VLOOKUP(31,AN342:BC386,10,FALSE),IF(AND(AR2=1,AD35=AO373),VLOOKUP(32,AN342:BC386,10,FALSE),IF(AND(AR2=1,AD35=AO374),VLOOKUP(33,AN342:BC386,10,FALSE),IF(AND(AR2=1,AD35=AO375),VLOOKUP(34,AN342:BC386,10,FALSE),IF(AND(AR2=1,AD35=AO376),VLOOKUP(35,AN342:BC386,10,FALSE),IF(AND(AR2=1,AD35=AO377),VLOOKUP(36,AN342:BC386,10,FALSE),IF(AND(AR2=1,AD35=AO378),VLOOKUP(37,AN342:BC386,10,FALSE),IF(AND(AR2=1,AD35=AO379),VLOOKUP(38,AN342:BC386,10,FALSE),IF(AND(AR2=1,AD35=AO380),VLOOKUP(39,AN342:BC386,10,FALSE),IF(AND(AR2=1,AD35=AO381),VLOOKUP(40,AN342:BC386,10,FALSE),IF(AND(AR2=1,AD35=AO382),VLOOKUP(41,AN342:BC386,10,FALSE),IF(AND(AR2=1,AD35=AO383),VLOOKUP(42,AN342:BC386,10,FALSE),IF(AND(AR2=1,AD35=AO384),VLOOKUP(43,AN342:BC386,10,FALSE),IF(AND(AR2=1,AD35=AO385),VLOOKUP(44,AN342:BC386,10,FALSE),IF(AND(AR2=1,AD35=AO386),VLOOKUP(45,AN342:BC386,10,FALSE))))))))))))))))))))))))))))))))))))))))))))))","v":24.5},"cm4","Iy",{"$f":"IF(AND(AR2=2,AD35=AO443),VLOOKUP(1,AN443:AW474,8,FALSE),IF(AND(AR2=2,AD35=AO444),VLOOKUP(2,AN443:AW474,8,FALSE),IF(AND(AR2=2,AD35=AO445),VLOOKUP(3,AN443:AW474,8,FALSE),IF(AND(AR2=2,AD35=AO446),VLOOKUP(4,AN443:AW474,8,FALSE),IF(AND(AR2=2,AD35=AO447),VLOOKUP(5,AN443:AW474,8,FALSE),IF(AND(AR2=2,AD35=AO448),VLOOKUP(6,AN443:AW474,8,FALSE),IF(AND(AR2=2,AD35=AO449),VLOOKUP(7,AN443:AW474,8,FALSE),IF(AND(AR2=2,AD35=AO450),VLOOKUP(8,AN443:AW474,8,FALSE),IF(AND(AR2=2,AD35=AO451),VLOOKUP(9,AN443:AW474,8,FALSE),IF(AND(AR2=2,AD35=AO452),VLOOKUP(10,AN443:AW474,8,FALSE),IF(AND(AR2=2,AD35=AO453),VLOOKUP(11,AN443:AW474,8,FALSE),IF(AND(AR2=2,AD35=AO454),VLOOKUP(12,AN443:AW474,8,FALSE),IF(AND(AR2=2,AD35=AO455),VLOOKUP(13,AN443:AW474,8,FALSE),IF(AND(AR2=2,AD35=AO456),VLOOKUP(14,AN443:AW474,8,FALSE),IF(AND(AR2=2,AD35=AO457),VLOOKUP(15,AN443:AW474,8,FALSE),IF(AND(AR2=2,AD35=AO458),VLOOKUP(16,AN443:AW474,8,FALSE),IF(AND(AR2=2,AD35=AO459),VLOOKUP(17,AN443:AW474,8,FALSE),IF(AND(AR2=2,AD35=AO460),VLOOKUP(18,AN443:AW474,8,FALSE),IF(AND(AR2=2,AD35=AO461),VLOOKUP(19,AN443:AW474,8,FALSE),IF(AND(AR2=2,AD35=AO462),VLOOKUP(20,AN443:AW474,8,FALSE),IF(AND(AR2=2,AD35=AO463),VLOOKUP(21,AN443:AW474,8,FALSE),IF(AND(AR2=2,AD35=AO464),VLOOKUP(22,AN443:AW474,8,FALSE),IF(AND(AR2=2,AD35=AO465),VLOOKUP(23,AN443:AW474,8,FALSE),IF(AND(AR2=2,AD35=AO466),VLOOKUP(24,AN443:AW474,8,FALSE),IF(AND(AR2=2,AD35=AO467),VLOOKUP(25,AN443:AW474,8,FALSE),IF(AND(AR2=2,AD35=AO468),VLOOKUP(26,AN443:AW474,8,FALSE),IF(AND(AR2=2,AD35=AO469),VLOOKUP(27,AN443:AW474,8,FALSE),IF(AND(AR2=2,AD35=AO470),VLOOKUP(28,AN443:AW474,8,FALSE),IF(AND(AR2=2,AD35=AO471),VLOOKUP(29,AN443:AW474,8,FALSE),IF(AND(AR2=2,AD35=AO472),VLOOKUP(30,AN443:AW474,8,FALSE),IF(AND(AR2=2,AD35=AO473),VLOOKUP(31,AN443:AW474,8,FALSE),IF(AND(AR2=2,AD35=AO474),VLOOKUP(32,AN443:AW474,8,FALSE)))))))))))))))))))))))))))))))))","v":false},"cm4","Iy",{"$f":"IF(AND(AR2=3,AD35=AO402),VLOOKUP(1,AN402:AZ427,9,FALSE),IF(AND(AR2=3,AD35=AO403),VLOOKUP(2,AN402:AZ427,9,FALSE),IF(AND(AR2=3,AD35=AO404),VLOOKUP(3,AN402:AZ427,9,FALSE),IF(AND(AR2=3,AD35=AO405),VLOOKUP(4,AN402:AZ427,9,FALSE),IF(AND(AR2=3,AD35=AO406),VLOOKUP(5,AN402:AZ427,9,FALSE),IF(AND(AR2=3,AD35=AO407),VLOOKUP(6,AN402:AZ427,9,FALSE),IF(AND(AR2=3,AD35=AO408),VLOOKUP(7,AN402:AZ427,9,FALSE),IF(AND(AR2=3,AD35=AO409),VLOOKUP(8,AN402:AZ427,9,FALSE),IF(AND(AR2=3,AD35=AO410),VLOOKUP(9,AN402:AZ427,9,FALSE),IF(AND(AR2=3,AD35=AO411),VLOOKUP(10,AN402:AZ427,9,FALSE),IF(AND(AR2=3,AD35=AO412),VLOOKUP(11,AN402:AZ427,9,FALSE),IF(AND(AR2=3,AD35=AO413),VLOOKUP(12,AN402:AZ427,9,FALSE),IF(AND(AR2=3,AD35=AO414),VLOOKUP(13,AN402:AZ427,9,FALSE),IF(AND(AR2=3,AD35=AO415),VLOOKUP(14,AN402:AZ427,9,FALSE),IF(AND(AR2=3,AD35=AO416),VLOOKUP(15,AN402:AZ427,9,FALSE),IF(AND(AR2=3,AD35=AO417),VLOOKUP(16,AN402:AZ427,9,FALSE),IF(AND(AR2=3,AD35=AO418),VLOOKUP(17,AN402:AZ427,9,FALSE),IF(AND(AR2=3,AD35=AO419),VLOOKUP(18,AN402:AZ427,9,FALSE),IF(AND(AR2=3,AD35=AO420),VLOOKUP(19,AN402:AZ427,9,FALSE),IF(AND(AR2=3,AD35=AO421),VLOOKUP(20,AN402:AZ427,9,FALSE),IF(AND(AR2=3,AD35=AO422),VLOOKUP(21,AN402:AZ427,9,FALSE),IF(AND(AR2=3,AD35=AO423),VLOOKUP(22,AN402:AZ427,9,FALSE),IF(AND(AR2=3,AD35=AO424),VLOOKUP(23,AN402:AZ427,9,FALSE),IF(AND(AR2=3,AD35=AO425),VLOOKUP(24,AN402:AZ427,9,FALSE),IF(AND(AR2=3,AD35=AO426),VLOOKUP(25,AN402:AZ427,9,FALSE),IF(AND(AR2=3,AD35=AO427),VLOOKUP(26,AN402:AZ427,9,FALSE)))))))))))))))))))))))))))","v":false},"cm4","Iy",{"$f":"BB27","v":false},"cm4","Iy",{"$f":"IF(AND(AR2=5,AD35=AO126),VLOOKUP(1,AN126:BD141,13,FALSE),IF(AND(AR2=5,AD35=AO127),VLOOKUP(2,AN126:BD141,13,FALSE),IF(AND(AR2=5,AD35=AO128),VLOOKUP(3,AN126:BD141,13,FALSE),IF(AND(AR2=5,AD35=AO129),VLOOKUP(4,AN126:BD141,13,FALSE),IF(AND(AR2=5,AD35=AO130),VLOOKUP(5,AN126:BD141,13,FALSE),IF(AND(AR2=5,AD35=AO131),VLOOKUP(6,AN126:BD141,13,FALSE),IF(AND(AR2=5,AD35=AO132),VLOOKUP(7,AN126:BD141,13,FALSE),IF(AND(AR2=5,AD35=AO133),VLOOKUP(8,AN126:BD141,13,FALSE),IF(AND(AR2=5,AD35=AO134),VLOOKUP(9,AN126:BD141,13,FALSE),IF(AND(AR2=5,AD35=AO135),VLOOKUP(10,AN126:BD141,13,FALSE),IF(AND(AR2=5,AD35=AO136),VLOOKUP(11,AN126:BD141,13,FALSE),IF(AND(AR2=5,AD35=AO137),VLOOKUP(12,AN126:BD141,13,FALSE),IF(AND(AR2=5,AD35=AO138),VLOOKUP(13,AN126:BD141,13,FALSE),IF(AND(AR2=5,AD35=AO139),VLOOKUP(14,AN126:BD141,13,FALSE),IF(AND(AR2=5,AD35=AO140),VLOOKUP(15,AN126:BD141,13,FALSE),IF(AND(AR2=5,AD35=AO141),VLOOKUP(16,AN126:BD141,13,FALSE)))))))))))))))))","v":false},"cm4","Iy",{"$f":"IF(AND(AR2=6,AD35=AO218),VLOOKUP(1,AN218:BQ290,20,FALSE),IF(AND(AR2=6,AD35=AO219),VLOOKUP(2,AN218:BQ290,20,FALSE),IF(AND(AR2=6,AD35=AO220),VLOOKUP(3,AN218:BQ290,20,FALSE),IF(AND(AR2=6,AD35=AO221),VLOOKUP(4,AN218:BQ290,20,FALSE),IF(AND(AR2=6,AD35=AO222),VLOOKUP(5,AN218:BQ290,20,FALSE),IF(AND(AR2=6,AD35=AO223),VLOOKUP(6,AN218:BQ290,20,FALSE),IF(AND(AR2=6,AD35=AO224),VLOOKUP(7,AN218:BQ290,20,FALSE),IF(AND(AR2=6,AD35=AO225),VLOOKUP(8,AN218:BQ290,20,FALSE),IF(AND(AR2=6,AD35=AO226),VLOOKUP(9,AN218:BQ290,20,FALSE),IF(AND(AR2=6,AD35=AO227),VLOOKUP(10,AN218:BQ290,20,FALSE),IF(AND(AR2=6,AD35=AO228),VLOOKUP(11,AN218:BQ290,20,FALSE),IF(AND(AR2=6,AD35=AO229),VLOOKUP(12,AN218:BQ290,20,FALSE),IF(AND(AR2=6,AD35=AO230),VLOOKUP(13,AN218:BQ290,20,FALSE),IF(AND(AR2=6,AD35=AO231),VLOOKUP(14,AN218:BQ290,20,FALSE),IF(AND(AR2=6,AD35=AO232),VLOOKUP(15,AN218:BQ290,20,FALSE),IF(AND(AR2=6,AD35=AO233),VLOOKUP(16,AN218:BQ290,20,FALSE),IF(AND(AR2=6,AD35=AO234),VLOOKUP(17,AN218:BQ290,20,FALSE),IF(AND(AR2=6,AD35=AO235),VLOOKUP(18,AN218:BQ290,20,FALSE),IF(AND(AR2=6,AD35=AO236),VLOOKUP(19,AN218:BQ290,20,FALSE),IF(AND(AR2=6,AD35=AO237),VLOOKUP(20,AN218:BQ290,20,FALSE),IF(AND(AR2=6,AD35=AO238),VLOOKUP(21,AN218:BQ290,20,FALSE),IF(AND(AR2=6,AD35=AO239),VLOOKUP(22,AN218:BQ290,20,FALSE),IF(AND(AR2=6,AD35=AO240),VLOOKUP(23,AN218:BQ290,20,FALSE),IF(AND(AR2=6,AD35=AO241),VLOOKUP(24,AN218:BQ290,20,FALSE),IF(AND(AR2=6,AD35=AO242),VLOOKUP(25,AN218:BQ290,20,FALSE),IF(AND(AR2=6,AD35=AO243),VLOOKUP(26,AN218:BQ290,20,FALSE),IF(AND(AR2=6,AD35=AO244),VLOOKUP(27,AN218:BQ290,20,FALSE),IF(AND(AR2=6,AD35=AO245),VLOOKUP(28,AN218:BQ290,20,FALSE),IF(AND(AR2=6,AD35=AO246),VLOOKUP(29,AN218:BQ290,20,FALSE),IF(AND(AR2=6,AD35=AO247),VLOOKUP(30,AN218:BQ290,20,FALSE),IF(AND(AR2=6,AD35=AO248),VLOOKUP(31,AN218:BQ290,20,FALSE),IF(AND(AR2=6,AD35=AO249),VLOOKUP(32,AN218:BQ290,20,FALSE),IF(AND(AR2=6,AD35=AO250),VLOOKUP(33,AN218:BQ290,20,FALSE),IF(AND(AR2=6,AD35=AO251),VLOOKUP(34,AN218:BQ290,20,FALSE),IF(AND(AR2=6,AD35=AO252),VLOOKUP(35,AN218:BQ290,20,FALSE),IF(AND(AR2=6,AD35=AO253),VLOOKUP(36,AN218:BQ290,20,FALSE),IF(AND(AR2=6,AD35=AO254),VLOOKUP(37,AN218:BQ290,20,FALSE),IF(AND(AR2=6,AD35=AO255),VLOOKUP(38,AN218:BQ290,20,FALSE),IF(AND(AR2=6,AD35=AO256),VLOOKUP(39,AN218:BQ290,20,FALSE),IF(AND(AR2=6,AD35=AO257),VLOOKUP(40,AN218:BQ290,20,FALSE),IF(AND(AR2=6,AD35=AO258),VLOOKUP(41,AN218:BQ290,20,FALSE),IF(AND(AR2=6,AD35=AO259),VLOOKUP(42,AN218:BQ290,20,FALSE),IF(AND(AR2=6,AD35=AO260),VLOOKUP(43,AN218:BQ290,20,FALSE),IF(AND(AR2=6,AD35=AO261),VLOOKUP(44,AN218:BQ290,20,FALSE),IF(AND(AR2=6,AD35=AO262),VLOOKUP(45,AN218:BQ290,20,FALSE),IF(AND(AR2=6,AD35=AO263),VLOOKUP(46,AN218:BQ290,20,FALSE),IF(AND(AR2=6,AD35=AO264),VLOOKUP(47,AN218:BQ290,20,FALSE),IF(AND(AR2=6,AD35=AO265),VLOOKUP(48,AN218:BQ290,20,FALSE),IF(AND(AR2=6,AD35=AO266),VLOOKUP(49,AN218:BQ290,20,FALSE),IF(AND(AR2=6,AD35=AO267),VLOOKUP(50,AN218:BQ290,20,FALSE),IF(AND(AR2=6,AD35=AO268),VLOOKUP(51,AN218:BQ290,20,FALSE),IF(AND(AR2=6,AD35=AO269),VLOOKUP(52,AN218:BQ290,20,FALSE),IF(AND(AR2=6,AD35=AO270),VLOOKUP(53,AN218:BQ290,20,FALSE),IF(AND(AR2=6,AD35=AO271),VLOOKUP(54,AN218:BQ290,20,FALSE),IF(AND(AR2=6,AD35=AO272),VLOOKUP(55,AN218:BQ290,20,FALSE),IF(AND(AR2=6,AD35=AO273),VLOOKUP(56,AN218:BQ290,20,FALSE),IF(AND(AR2=6,AD35=AO274),VLOOKUP(57,AN218:BQ290,20,FALSE),IF(AND(AR2=6,AD35=AO275),VLOOKUP(58,AN218:BQ290,20,FALSE),IF(AND(AR2=6,AD35=AO276),VLOOKUP(59,AN218:BQ290,20,FALSE),IF(AND(AR2=6,AD35=AO277),VLOOKUP(60,AN218:BQ290,20,FALSE),IF(AND(AR2=6,AD35=AO278),VLOOKUP(61,AN218:BQ290,20,FALSE),IF(AND(AR2=6,AD35=AO279),VLOOKUP(62,AN218:BQ290,20,FALSE),IF(AND(AR2=6,AD35=AO280),VLOOKUP(63,AN218:BQ290,20,FALSE),IF(AND(AR2=6,AD35=AO281),VLOOKUP(64,AN218:BQ290,20,FALSE)))))))))))))))))))))))))))))))))))))))))))))))))))))))))))))))))","v":false},"cm4","Iy",{"$f":"IF(AND(AR2=7,AD35=AO308),VLOOKUP(1,AN308:BB327,11,FALSE),IF(AND(AR2=7,AD35=AO309),VLOOKUP(2,AN308:BB327,11,FALSE),IF(AND(AR2=7,AD35=AO310),VLOOKUP(3,AN308:BB327,11,FALSE),IF(AND(AR2=7,AD35=AO311),VLOOKUP(4,AN308:BB327,11,FALSE),IF(AND(AR2=7,AD35=AO312),VLOOKUP(5,AN308:BB327,11,FALSE),IF(AND(AR2=7,AD35=AO313),VLOOKUP(6,AN308:BB327,11,FALSE),IF(AND(AR2=7,AD35=AO314),VLOOKUP(7,AN308:BB327,11,FALSE),IF(AND(AR2=7,AD35=AO315),VLOOKUP(8,AN308:BB327,11,FALSE),IF(AND(AR2=7,AD35=AO316),VLOOKUP(9,AN308:BB327,11,FALSE),IF(AND(AR2=7,AD35=AO317),VLOOKUP(10,AN308:BB327,11,FALSE),IF(AND(AR2=7,AD35=AO318),VLOOKUP(11,AN308:BB327,11,FALSE),IF(AND(AR2=7,AD35=AO319),VLOOKUP(12,AN308:BB327,11,FALSE),IF(AND(AR2=7,AD35=AO320),VLOOKUP(13,AN308:BB327,11,FALSE),IF(AND(AR2=7,AD35=AO321),VLOOKUP(14,AN308:BB327,11,FALSE),IF(AND(AR2=7,AD35=AO322),VLOOKUP(15,AN308:BB327,11,FALSE),IF(AND(AR2=7,AD35=AO323),VLOOKUP(16,AN308:BB327,11,FALSE),IF(AND(AR2=7,AD35=AO324),VLOOKUP(17,AN308:BB327,11,FALSE),IF(AND(AR2=7,AD35=AO325),VLOOKUP(18,AN308:BB327,11,FALSE),IF(AND(AR2=7,AD35=AO326),VLOOKUP(19,AN308:BB327,11,FALSE),IF(AND(AR2=7,AD35=AO327),VLOOKUP(20,AN308:BB327,11,FALSE)))))))))))))))))))))","v":false},"cm4","Iy",{"$f":"IF(AND(AR2=8,AD35=AO1062),VLOOKUP(1,AN1062:BG1074,12,FALSE),IF(AND(AR2=8,AD35=AO1063),VLOOKUP(2,AN1062:BG1074,12,FALSE),IF(AND(AR2=8,AD35=AO1064),VLOOKUP(3,AN1062:BG1074,12,FALSE),IF(AND(AR2=8,AD35=AO1065),VLOOKUP(4,AN1062:BG1074,12,FALSE),IF(AND(AR2=8,AD35=AO1066),VLOOKUP(5,AN1062:BG1074,12,FALSE),IF(AND(AR2=8,AD35=AO1067),VLOOKUP(6,AN1062:BG1074,12,FALSE),IF(AND(AR2=8,AD35=AO1068),VLOOKUP(7,AN1062:BG1074,12,FALSE),IF(AND(AR2=8,AD35=AO1069),VLOOKUP(8,AN1062:BG1074,12,FALSE),IF(AND(AR2=8,AD35=AO1070),VLOOKUP(9,AN1062:BG1074,12,FALSE),IF(AND(AR2=8,AD35=AO1071),VLOOKUP(10,AN1062:BG1074,12,FALSE),IF(AND(AR2=8,AD35=AO1072),VLOOKUP(11,AN1062:BG1074,12,FALSE),IF(AND(AR2=8,AD35=AO1073),VLOOKUP(12,AN1062:BG1074,12,FALSE),IF(AND(AR2=8,AD35=AO1074),VLOOKUP(13,AN1062:BG1074,12,FALSE))))))))))))))","v":false},"cm4"]
[null,null,null,null,null,null,null,null,null,null,null,null,null,null,null,null,null,null,null,null,null,null,null,null,null,null,null,null,null,null,null,null,null,null,null,null,null,null,null,null,null,null,null,"Zx",{"$f":"IF(AND(AR2=1,AD35=AO342),VLOOKUP(1,AN342:BC386,13,FALSE),IF(AND(AR2=1,AD35=AO343),VLOOKUP(2,AN342:BC386,13,FALSE),IF(AND(AR2=1,AD35=AO344),VLOOKUP(3,AN342:BC386,13,FALSE),IF(AND(AR2=1,AD35=AO345),VLOOKUP(4,AN342:BC386,13,FALSE),IF(AND(AR2=1,AD35=AO346),VLOOKUP(5,AN342:BC386,13,FALSE),IF(AND(AR2=1,AD35=AO347),VLOOKUP(6,AN342:BC386,13,FALSE),IF(AND(AR2=1,AD35=AO348),VLOOKUP(7,AN342:BC386,13,FALSE),IF(AND(AR2=1,AD35=AO349),VLOOKUP(8,AN342:BC386,13,FALSE),IF(AND(AR2=1,AD35=AO350),VLOOKUP(9,AN342:BC386,13,FALSE),IF(AND(AR2=1,AD35=AO351),VLOOKUP(10,AN342:BC386,13,FALSE),IF(AND(AR2=1,AD35=AO352),VLOOKUP(11,AN342:BC386,13,FALSE),IF(AND(AR2=1,AD35=AO353),VLOOKUP(12,AN342:BC386,13,FALSE),IF(AND(AR2=1,AD35=AO354),VLOOKUP(13,AN342:BC386,13,FALSE),IF(AND(AR2=1,AD35=AO355),VLOOKUP(14,AN342:BC386,13,FALSE),IF(AND(AR2=1,AD35=AO356),VLOOKUP(15,AN342:BC386,13,FALSE),IF(AND(AR2=1,AD35=AO357),VLOOKUP(16,AN342:BC386,13,FALSE),IF(AND(AR2=1,AD35=AO358),VLOOKUP(17,AN342:BC386,13,FALSE),IF(AND(AR2=1,AD35=AO359),VLOOKUP(18,AN342:BC386,13,FALSE),IF(AND(AR2=1,AD35=AO360),VLOOKUP(19,AN342:BC386,13,FALSE),IF(AND(AR2=1,AD35=AO361),VLOOKUP(20,AN342:BC386,13,FALSE),IF(AND(AR2=1,AD35=AO362),VLOOKUP(21,AN342:BC386,13,FALSE),IF(AND(AR2=1,AD35=AO363),VLOOKUP(22,AN342:BC386,13,FALSE),IF(AND(AR2=1,AD35=AO364),VLOOKUP(23,AN342:BC386,13,FALSE),IF(AND(AR2=1,AD35=AO365),VLOOKUP(24,AN342:BC386,13,FALSE),IF(AND(AR2=1,AD35=AO366),VLOOKUP(25,AN342:BC386,13,FALSE),IF(AND(AR2=1,AD35=AO367),VLOOKUP(26,AN342:BC386,13,FALSE),IF(AND(AR2=1,AD35=AO368),VLOOKUP(27,AN342:BC386,13,FALSE),IF(AND(AR2=1,AD35=AO369),VLOOKUP(28,AN342:BC386,13,FALSE),IF(AND(AR2=1,AD35=AO370),VLOOKUP(29,AN342:BC386,13,FALSE),IF(AND(AR2=1,AD35=AO371),VLOOKUP(30,AN342:BC386,13,FALSE),IF(AND(AR2=1,AD35=AO372),VLOOKUP(31,AN342:BC386,13,FALSE),IF(AND(AR2=1,AD35=AO373),VLOOKUP(32,AN342:BC386,13,FALSE),IF(AND(AR2=1,AD35=AO374),VLOOKUP(33,AN342:BC386,13,FALSE),IF(AND(AR2=1,AD35=AO375),VLOOKUP(34,AN342:BC386,13,FALSE),IF(AND(AR2=1,AD35=AO376),VLOOKUP(35,AN342:BC386,13,FALSE),IF(AND(AR2=1,AD35=AO377),VLOOKUP(36,AN342:BC386,13,FALSE),IF(AND(AR2=1,AD35=AO378),VLOOKUP(37,AN342:BC386,13,FALSE),IF(AND(AR2=1,AD35=AO379),VLOOKUP(38,AN342:BC386,13,FALSE),IF(AND(AR2=1,AD35=AO380),VLOOKUP(39,AN342:BC386,13,FALSE),IF(AND(AR2=1,AD35=AO381),VLOOKUP(40,AN342:BC386,13,FALSE),IF(AND(AR2=1,AD35=AO382),VLOOKUP(41,AN342:BC386,13,FALSE),IF(AND(AR2=1,AD35=AO383),VLOOKUP(42,AN342:BC386,13,FALSE),IF(AND(AR2=1,AD35=AO384),VLOOKUP(43,AN342:BC386,13,FALSE),IF(AND(AR2=1,AD35=AO385),VLOOKUP(44,AN342:BC386,13,FALSE),IF(AND(AR2=1,AD35=AO386),VLOOKUP(45,AN342:BC386,13,FALSE))))))))))))))))))))))))))))))))))))))))))))))","v":21.3},"cm3","Zx",{"$f":"IF(AND(AR2=2,AD35=AO443),VLOOKUP(1,AN443:AW474,9,FALSE),IF(AND(AR2=2,AD35=AO444),VLOOKUP(2,AN443:AW474,9,FALSE),IF(AND(AR2=2,AD35=AO445),VLOOKUP(3,AN443:AW474,9,FALSE),IF(AND(AR2=2,AD35=AO446),VLOOKUP(4,AN443:AW474,9,FALSE),IF(AND(AR2=2,AD35=AO447),VLOOKUP(5,AN443:AW474,9,FALSE),IF(AND(AR2=2,AD35=AO448),VLOOKUP(6,AN443:AW474,9,FALSE),IF(AND(AR2=2,AD35=AO449),VLOOKUP(7,AN443:AW474,9,FALSE),IF(AND(AR2=2,AD35=AO450),VLOOKUP(8,AN443:AW474,9,FALSE),IF(AND(AR2=2,AD35=AO451),VLOOKUP(9,AN443:AW474,9,FALSE),IF(AND(AR2=2,AD35=AO452),VLOOKUP(10,AN443:AW474,9,FALSE),IF(AND(AR2=2,AD35=AO453),VLOOKUP(11,AN443:AW474,9,FALSE),IF(AND(AR2=2,AD35=AO454),VLOOKUP(12,AN443:AW474,9,FALSE),IF(AND(AR2=2,AD35=AO455),VLOOKUP(13,AN443:AW474,9,FALSE),IF(AND(AR2=2,AD35=AO456),VLOOKUP(14,AN443:AW474,9,FALSE),IF(AND(AR2=2,AD35=AO457),VLOOKUP(15,AN443:AW474,9,FALSE),IF(AND(AR2=2,AD35=AO458),VLOOKUP(16,AN443:AW474,9,FALSE),IF(AND(AR2=2,AD35=AO459),VLOOKUP(17,AN443:AW474,9,FALSE),IF(AND(AR2=2,AD35=AO460),VLOOKUP(18,AN443:AW474,9,FALSE),IF(AND(AR2=2,AD35=AO461),VLOOKUP(19,AN443:AW474,9,FALSE),IF(AND(AR2=2,AD35=AO462),VLOOKUP(20,AN443:AW474,9,FALSE),IF(AND(AR2=2,AD35=AO463),VLOOKUP(21,AN443:AW474,9,FALSE),IF(AND(AR2=2,AD35=AO464),VLOOKUP(22,AN443:AW474,9,FALSE),IF(AND(AR2=2,AD35=AO465),VLOOKUP(23,AN443:AW474,9,FALSE),IF(AND(AR2=2,AD35=AO466),VLOOKUP(24,AN443:AW474,9,FALSE),IF(AND(AR2=2,AD35=AO467),VLOOKUP(25,AN443:AW474,9,FALSE),IF(AND(AR2=2,AD35=AO468),VLOOKUP(26,AN443:AW474,9,FALSE),IF(AND(AR2=2,AD35=AO469),VLOOKUP(27,AN443:AW474,9,FALSE),IF(AND(AR2=2,AD35=AO470),VLOOKUP(28,AN443:AW474,9,FALSE),IF(AND(AR2=2,AD35=AO471),VLOOKUP(29,AN443:AW474,9,FALSE),IF(AND(AR2=2,AD35=AO472),VLOOKUP(30,AN443:AW474,9,FALSE),IF(AND(AR2=2,AD35=AO473),VLOOKUP(31,AN443:AW474,9,FALSE),IF(AND(AR2=2,AD35=AO474),VLOOKUP(32,AN443:AW474,9,FALSE)))))))))))))))))))))))))))))))))","v":false},"cm3","Zx",{"$f":"IF(AND(AR2=3,AD35=AO402),VLOOKUP(1,AN402:AZ427,10,FALSE),IF(AND(AR2=3,AD35=AO403),VLOOKUP(2,AN402:AZ427,10,FALSE),IF(AND(AR2=3,AD35=AO404),VLOOKUP(3,AN402:AZ427,10,FALSE),IF(AND(AR2=3,AD35=AO405),VLOOKUP(4,AN402:AZ427,10,FALSE),IF(AND(AR2=3,AD35=AO406),VLOOKUP(5,AN402:AZ427,10,FALSE),IF(AND(AR2=3,AD35=AO407),VLOOKUP(6,AN402:AZ427,10,FALSE),IF(AND(AR2=3,AD35=AO408),VLOOKUP(7,AN402:AZ427,10,FALSE),IF(AND(AR2=3,AD35=AO409),VLOOKUP(8,AN402:AZ427,10,FALSE),IF(AND(AR2=3,AD35=AO410),VLOOKUP(9,AN402:AZ427,10,FALSE),IF(AND(AR2=3,AD35=AO411),VLOOKUP(10,AN402:AZ427,10,FALSE),IF(AND(AR2=3,AD35=AO412),VLOOKUP(11,AN402:AZ427,10,FALSE),IF(AND(AR2=3,AD35=AO413),VLOOKUP(12,AN402:AZ427,10,FALSE),IF(AND(AR2=3,AD35=AO414),VLOOKUP(13,AN402:AZ427,10,FALSE),IF(AND(AR2=3,AD35=AO415),VLOOKUP(14,AN402:AZ427,10,FALSE),IF(AND(AR2=3,AD35=AO416),VLOOKUP(15,AN402:AZ427,10,FALSE),IF(AND(AR2=3,AD35=AO417),VLOOKUP(16,AN402:AZ427,10,FALSE),IF(AND(AR2=3,AD35=AO418),VLOOKUP(17,AN402:AZ427,10,FALSE),IF(AND(AR2=3,AD35=AO419),VLOOKUP(18,AN402:AZ427,10,FALSE),IF(AND(AR2=3,AD35=AO420),VLOOKUP(19,AN402:AZ427,10,FALSE),IF(AND(AR2=3,AD35=AO421),VLOOKUP(20,AN402:AZ427,10,FALSE),IF(AND(AR2=3,AD35=AO422),VLOOKUP(21,AN402:AZ427,10,FALSE),IF(AND(AR2=3,AD35=AO423),VLOOKUP(22,AN402:AZ427,10,FALSE),IF(AND(AR2=3,AD35=AO424),VLOOKUP(23,AN402:AZ427,10,FALSE),IF(AND(AR2=3,AD35=AO425),VLOOKUP(24,AN402:AZ427,10,FALSE),IF(AND(AR2=3,AD35=AO426),VLOOKUP(25,AN402:AZ427,10,FALSE),IF(AND(AR2=3,AD35=AO427),VLOOKUP(26,AN402:AZ427,10,FALSE)))))))))))))))))))))))))))","v":false},"cm3","Zx",{"$f":"IF(AND(AR2=4,AD35=AO157),VLOOKUP(1,AN157:BG202,19,FALSE),IF(AND(AR2=4,AD35=AO158),VLOOKUP(2,AN157:BG202,19,FALSE),IF(AND(AR2=4,AD35=AO159),VLOOKUP(3,AN157:BG202,19,FALSE),IF(AND(AR2=4,AD35=AO160),VLOOKUP(4,AN157:BG202,19,FALSE),IF(AND(AR2=4,AD35=AO161),VLOOKUP(5,AN157:BG202,19,FALSE),IF(AND(AR2=4,AD35=AO162),VLOOKUP(6,AN157:BG202,19,FALSE),IF(AND(AR2=4,AD35=AO163),VLOOKUP(7,AN157:BG202,19,FALSE),IF(AND(AR2=4,AD35=AO164),VLOOKUP(8,AN157:BG202,19,FALSE),IF(AND(AR2=4,AD35=AO165),VLOOKUP(9,AN157:BG202,19,FALSE),IF(AND(AR2=4,AD35=AO166),VLOOKUP(10,AN157:BG202,19,FALSE),IF(AND(AR2=4,AD35=AO167),VLOOKUP(11,AN157:BG202,19,FALSE),IF(AND(AR2=4,AD35=AO168),VLOOKUP(12,AN157:BG202,19,FALSE),IF(AND(AR2=4,AD35=AO169),VLOOKUP(13,AN157:BG202,19,FALSE),IF(AND(AR2=4,AD35=AO170),VLOOKUP(14,AN157:BG202,19,FALSE),IF(AND(AR2=4,AD35=AO171),VLOOKUP(15,AN157:BG202,19,FALSE),IF(AND(AR2=4,AD35=AO172),VLOOKUP(16,AN157:BG202,19,FALSE),IF(AND(AR2=4,AD35=AO173),VLOOKUP(17,AN157:BG202,19,FALSE),IF(AND(AR2=4,AD35=AO174),VLOOKUP(18,AN157:BG202,19,FALSE),IF(AND(AR2=4,AD35=AO175),VLOOKUP(19,AN157:BG202,19,FALSE),IF(AND(AR2=4,AD35=AO176),VLOOKUP(20,AN157:BG202,19,FALSE),IF(AND(AR2=4,AD35=AO177),VLOOKUP(21,AN157:BG202,19,FALSE),IF(AND(AR2=4,AD35=AO178),VLOOKUP(22,AN157:BG202,19,FALSE),IF(AND(AR2=4,AD35=AO179),VLOOKUP(23,AN157:BG202,19,FALSE),IF(AND(AR2=4,AD35=AO180),VLOOKUP(24,AN157:BG202,19,FALSE),IF(AND(AR2=4,AD35=AO181),VLOOKUP(25,AN157:BG202,19,FALSE),IF(AND(AR2=4,AD35=AO182),VLOOKUP(26,AN157:BG202,19,FALSE),IF(AND(AR2=4,AD35=AO183),VLOOKUP(27,AN157:BG202,19,FALSE),IF(AND(AR2=4,AD35=AO184),VLOOKUP(28,AN157:BG202,19,FALSE),IF(AND(AR2=4,AD35=AO185),VLOOKUP(29,AN157:BG202,19,FALSE),IF(AND(AR2=4,AD35=AO186),VLOOKUP(30,AN157:BG202,19,FALSE),IF(AND(AR2=4,AD35=AO187),VLOOKUP(31,AN157:BG202,19,FALSE),IF(AND(AR2=4,AD35=AO188),VLOOKUP(32,AN157:BG202,19,FALSE),IF(AND(AR2=4,AD35=AO189),VLOOKUP(33,AN157:BG202,19,FALSE),IF(AND(AR2=4,AD35=AO190),VLOOKUP(34,AN157:BG202,19,FALSE),IF(AND(AR2=4,AD35=AO191),VLOOKUP(35,AN157:BG202,19,FALSE),IF(AND(AR2=4,AD35=AO192),VLOOKUP(36,AN157:BG202,19,FALSE),IF(AND(AR2=4,AD35=AO193),VLOOKUP(37,AN157:BG202,19,FALSE),IF(AND(AR2=4,AD35=AO194),VLOOKUP(38,AN157:BG202,19,FALSE),IF(AND(AR2=4,AD35=AO195),VLOOKUP(39,AN157:BG202,19,FALSE),IF(AND(AR2=4,AD35=AO196),VLOOKUP(40,AN157:BG202,19,FALSE),IF(AND(AR2=4,AD35=AO197),VLOOKUP(41,AN157:BG202,19,FALSE),IF(AND(AR2=4,AD35=AO198),VLOOKUP(42,AN157:BG202,19,FALSE),IF(AND(AR2=4,AD35=AO199),VLOOKUP(43,AN157:BG202,19,FALSE),IF(AND(AR2=4,AD35=AO200),VLOOKUP(44,AN157:BG202,19,FALSE),IF(AND(AR2=4,AD35=AO201),VLOOKUP(45,AN157:BG202,19,FALSE),IF(AND(AR2=4,AD35=AO202),VLOOKUP(46,AN157:BG202,19,FALSE)))))))))))))))))))))))))))))))))))))))))))))))","v":false},"cm3","Zx",{"$f":"IF(AND(AR2=5,AD35=AO126),VLOOKUP(1,AN126:BD141,16,FALSE),IF(AND(AR2=5,AD35=AO127),VLOOKUP(2,AN126:BD141,16,FALSE),IF(AND(AR2=5,AD35=AO128),VLOOKUP(3,AN126:BD141,16,FALSE),IF(AND(AR2=5,AD35=AO129),VLOOKUP(4,AN126:BD141,16,FALSE),IF(AND(AR2=5,AD35=AO130),VLOOKUP(5,AN126:BD141,16,FALSE),IF(AND(AR2=5,AD35=AO131),VLOOKUP(6,AN126:BD141,16,FALSE),IF(AND(AR2=5,AD35=AO132),VLOOKUP(7,AN126:BD141,16,FALSE),IF(AND(AR2=5,AD35=AO133),VLOOKUP(8,AN126:BD141,16,FALSE),IF(AND(AR2=5,AD35=AO134),VLOOKUP(9,AN126:BD141,16,FALSE),IF(AND(AR2=5,AD35=AO135),VLOOKUP(10,AN126:BD141,16,FALSE),IF(AND(AR2=5,AD35=AO136),VLOOKUP(11,AN126:BD141,16,FALSE),IF(AND(AR2=5,AD35=AO137),VLOOKUP(12,AN126:BD141,16,FALSE),IF(AND(AR2=5,AD35=AO138),VLOOKUP(13,AN126:BD141,16,FALSE),IF(AND(AR2=5,AD35=AO139),VLOOKUP(14,AN126:BD141,16,FALSE),IF(AND(AR2=5,AD35=AO140),VLOOKUP(15,AN126:BD141,16,FALSE),IF(AND(AR2=5,AD35=AO141),VLOOKUP(16,AN126:BD141,16,FALSE)))))))))))))))))","v":false},"cm3","Zx",{"$f":"IF(AND(AR2=6,AD35=AO218),VLOOKUP(1,AN218:BQ290,26,FALSE),IF(AND(AR2=6,AD35=AO219),VLOOKUP(2,AN218:BQ290,26,FALSE),IF(AND(AR2=6,AD35=AO220),VLOOKUP(3,AN218:BQ290,26,FALSE),IF(AND(AR2=6,AD35=AO221),VLOOKUP(4,AN218:BQ290,26,FALSE),IF(AND(AR2=6,AD35=AO222),VLOOKUP(5,AN218:BQ290,26,FALSE),IF(AND(AR2=6,AD35=AO223),VLOOKUP(6,AN218:BQ290,26,FALSE),IF(AND(AR2=6,AD35=AO224),VLOOKUP(7,AN218:BQ290,26,FALSE),IF(AND(AR2=6,AD35=AO225),VLOOKUP(8,AN218:BQ290,26,FALSE),IF(AND(AR2=6,AD35=AO226),VLOOKUP(9,AN218:BQ290,26,FALSE),IF(AND(AR2=6,AD35=AO227),VLOOKUP(10,AN218:BQ290,26,FALSE),IF(AND(AR2=6,AD35=AO228),VLOOKUP(11,AN218:BQ290,26,FALSE),IF(AND(AR2=6,AD35=AO229),VLOOKUP(12,AN218:BQ290,26,FALSE),IF(AND(AR2=6,AD35=AO230),VLOOKUP(13,AN218:BQ290,26,FALSE),IF(AND(AR2=6,AD35=AO231),VLOOKUP(14,AN218:BQ290,26,FALSE),IF(AND(AR2=6,AD35=AO232),VLOOKUP(15,AN218:BQ290,26,FALSE),IF(AND(AR2=6,AD35=AO233),VLOOKUP(16,AN218:BQ290,26,FALSE),IF(AND(AR2=6,AD35=AO234),VLOOKUP(17,AN218:BQ290,26,FALSE),IF(AND(AR2=6,AD35=AO235),VLOOKUP(18,AN218:BQ290,26,FALSE),IF(AND(AR2=6,AD35=AO236),VLOOKUP(19,AN218:BQ290,26,FALSE),IF(AND(AR2=6,AD35=AO237),VLOOKUP(20,AN218:BQ290,26,FALSE),IF(AND(AR2=6,AD35=AO238),VLOOKUP(21,AN218:BQ290,26,FALSE),IF(AND(AR2=6,AD35=AO239),VLOOKUP(22,AN218:BQ290,26,FALSE),IF(AND(AR2=6,AD35=AO240),VLOOKUP(23,AN218:BQ290,26,FALSE),IF(AND(AR2=6,AD35=AO241),VLOOKUP(24,AN218:BQ290,26,FALSE),IF(AND(AR2=6,AD35=AO242),VLOOKUP(25,AN218:BQ290,26,FALSE),IF(AND(AR2=6,AD35=AO243),VLOOKUP(26,AN218:BQ290,26,FALSE),IF(AND(AR2=6,AD35=AO244),VLOOKUP(27,AN218:BQ290,26,FALSE),IF(AND(AR2=6,AD35=AO245),VLOOKUP(28,AN218:BQ290,26,FALSE),IF(AND(AR2=6,AD35=AO246),VLOOKUP(29,AN218:BQ290,26,FALSE),IF(AND(AR2=6,AD35=AO247),VLOOKUP(30,AN218:BQ290,26,FALSE),IF(AND(AR2=6,AD35=AO248),VLOOKUP(31,AN218:BQ290,26,FALSE),IF(AND(AR2=6,AD35=AO249),VLOOKUP(32,AN218:BQ290,26,FALSE),IF(AND(AR2=6,AD35=AO250),VLOOKUP(33,AN218:BQ290,26,FALSE),IF(AND(AR2=6,AD35=AO251),VLOOKUP(34,AN218:BQ290,26,FALSE),IF(AND(AR2=6,AD35=AO252),VLOOKUP(35,AN218:BQ290,26,FALSE),IF(AND(AR2=6,AD35=AO253),VLOOKUP(36,AN218:BQ290,26,FALSE),IF(AND(AR2=6,AD35=AO254),VLOOKUP(37,AN218:BQ290,26,FALSE),IF(AND(AR2=6,AD35=AO255),VLOOKUP(38,AN218:BQ290,26,FALSE),IF(AND(AR2=6,AD35=AO256),VLOOKUP(39,AN218:BQ290,26,FALSE),IF(AND(AR2=6,AD35=AO257),VLOOKUP(40,AN218:BQ290,26,FALSE),IF(AND(AR2=6,AD35=AO258),VLOOKUP(41,AN218:BQ290,26,FALSE),IF(AND(AR2=6,AD35=AO259),VLOOKUP(42,AN218:BQ290,26,FALSE),IF(AND(AR2=6,AD35=AO260),VLOOKUP(43,AN218:BQ290,26,FALSE),IF(AND(AR2=6,AD35=AO261),VLOOKUP(44,AN218:BQ290,26,FALSE),IF(AND(AR2=6,AD35=AO262),VLOOKUP(45,AN218:BQ290,26,FALSE),IF(AND(AR2=6,AD35=AO263),VLOOKUP(46,AN218:BQ290,26,FALSE),IF(AND(AR2=6,AD35=AO264),VLOOKUP(47,AN218:BQ290,26,FALSE),IF(AND(AR2=6,AD35=AO265),VLOOKUP(48,AN218:BQ290,26,FALSE),IF(AND(AR2=6,AD35=AO266),VLOOKUP(49,AN218:BQ290,26,FALSE),IF(AND(AR2=6,AD35=AO267),VLOOKUP(50,AN218:BQ290,26,FALSE),IF(AND(AR2=6,AD35=AO268),VLOOKUP(51,AN218:BQ290,26,FALSE),IF(AND(AR2=6,AD35=AO269),VLOOKUP(52,AN218:BQ290,26,FALSE),IF(AND(AR2=6,AD35=AO270),VLOOKUP(53,AN218:BQ290,26,FALSE),IF(AND(AR2=6,AD35=AO271),VLOOKUP(54,AN218:BQ290,26,FALSE),IF(AND(AR2=6,AD35=AO272),VLOOKUP(55,AN218:BQ290,26,FALSE),IF(AND(AR2=6,AD35=AO273),VLOOKUP(56,AN218:BQ290,26,FALSE),IF(AND(AR2=6,AD35=AO274),VLOOKUP(57,AN218:BQ290,26,FALSE),IF(AND(AR2=6,AD35=AO275),VLOOKUP(58,AN218:BQ290,26,FALSE),IF(AND(AR2=6,AD35=AO276),VLOOKUP(59,AN218:BQ290,26,FALSE),IF(AND(AR2=6,AD35=AO277),VLOOKUP(60,AN218:BQ290,26,FALSE),IF(AND(AR2=6,AD35=AO278),VLOOKUP(61,AN218:BQ290,26,FALSE),IF(AND(AR2=6,AD35=AO279),VLOOKUP(62,AN218:BQ290,26,FALSE),IF(AND(AR2=6,AD35=AO280),VLOOKUP(63,AN218:BQ290,26,FALSE),IF(AND(AR2=6,AD35=AO281),VLOOKUP(64,AN218:BQ290,26,FALSE)))))))))))))))))))))))))))))))))))))))))))))))))))))))))))))))))","v":false},"cm3","Zx",{"$f":"IF(AND(AR2=7,AD35=AO308),VLOOKUP(1,AN308:BB327,14,FALSE),IF(AND(AR2=7,AD35=AO309),VLOOKUP(2,AN308:BB327,14,FALSE),IF(AND(AR2=7,AD35=AO310),VLOOKUP(3,AN308:BB327,14,FALSE),IF(AND(AR2=7,AD35=AO311),VLOOKUP(4,AN308:BB327,14,FALSE),IF(AND(AR2=7,AD35=AO312),VLOOKUP(5,AN308:BB327,14,FALSE),IF(AND(AR2=7,AD35=AO313),VLOOKUP(6,AN308:BB327,14,FALSE),IF(AND(AR2=7,AD35=AO314),VLOOKUP(7,AN308:BB327,14,FALSE),IF(AND(AR2=7,AD35=AO315),VLOOKUP(8,AN308:BB327,14,FALSE),IF(AND(AR2=7,AD35=AO316),VLOOKUP(9,AN308:BB327,14,FALSE),IF(AND(AR2=7,AD35=AO317),VLOOKUP(10,AN308:BB327,14,FALSE),IF(AND(AR2=7,AD35=AO318),VLOOKUP(11,AN308:BB327,14,FALSE),IF(AND(AR2=7,AD35=AO319),VLOOKUP(12,AN308:BB327,14,FALSE),IF(AND(AR2=7,AD35=AO320),VLOOKUP(13,AN308:BB327,14,FALSE),IF(AND(AR2=7,AD35=AO321),VLOOKUP(14,AN308:BB327,14,FALSE),IF(AND(AR2=7,AD35=AO322),VLOOKUP(15,AN308:BB327,14,FALSE),IF(AND(AR2=7,AD35=AO323),VLOOKUP(16,AN308:BB327,14,FALSE),IF(AND(AR2=7,AD35=AO324),VLOOKUP(17,AN308:BB327,14,FALSE),IF(AND(AR2=7,AD35=AO325),VLOOKUP(18,AN308:BB327,14,FALSE),IF(AND(AR2=7,AD35=AO326),VLOOKUP(19,AN308:BB327,14,FALSE),IF(AND(AR2=7,AD35=AO327),VLOOKUP(20,AN308:BB327,14,FALSE)))))))))))))))))))))","v":false},"cm3","Zx",{"$f":"IF(AND(AR2=8,AD35=AO1062),VLOOKUP(1,AN1062:BG1074,19,FALSE),IF(AND(AR2=8,AD35=AO1063),VLOOKUP(2,AN1062:BG1074,19,FALSE),IF(AND(AR2=8,AD35=AO1064),VLOOKUP(3,AN1062:BG1074,19,FALSE),IF(AND(AR2=8,AD35=AO1065),VLOOKUP(4,AN1062:BG1074,19,FALSE),IF(AND(AR2=8,AD35=AO1066),VLOOKUP(5,AN1062:BG1074,19,FALSE),IF(AND(AR2=8,AD35=AO1067),VLOOKUP(6,AN1062:BG1074,19,FALSE),IF(AND(AR2=8,AD35=AO1068),VLOOKUP(7,AN1062:BG1074,19,FALSE),IF(AND(AR2=8,AD35=AO1069),VLOOKUP(8,AN1062:BG1074,19,FALSE),IF(AND(AR2=8,AD35=AO1070),VLOOKUP(9,AN1062:BG1074,19,FALSE),IF(AND(AR2=8,AD35=AO1071),VLOOKUP(10,AN1062:BG1074,19,FALSE),IF(AND(AR2=8,AD35=AO1072),VLOOKUP(11,AN1062:BG1074,19,FALSE),IF(AND(AR2=8,AD35=AO1073),VLOOKUP(12,AN1062:BG1074,19,FALSE),IF(AND(AR2=8,AD35=AO1074),VLOOKUP(13,AN1062:BG1074,19,FALSE))))))))))))))","v":false},"cm3"]
[null,null,null,null,null,null,null,null,null,null,null,null,null,null,null,null,null,null,null,null,null,null,null,null,null,null,null,null,null,null,null,null,null,null,null,null,null,null,null,null,null,null,null,"Zy",{"$f":"IF(AND(AR2=1,AD35=AO342),VLOOKUP(1,AN342:BC386,14,FALSE),IF(AND(AR2=1,AD35=AO343),VLOOKUP(2,AN342:BC386,14,FALSE),IF(AND(AR2=1,AD35=AO344),VLOOKUP(3,AN342:BC386,14,FALSE),IF(AND(AR2=1,AD35=AO345),VLOOKUP(4,AN342:BC386,14,FALSE),IF(AND(AR2=1,AD35=AO346),VLOOKUP(5,AN342:BC386,14,FALSE),IF(AND(AR2=1,AD35=AO347),VLOOKUP(6,AN342:BC386,14,FALSE),IF(AND(AR2=1,AD35=AO348),VLOOKUP(7,AN342:BC386,14,FALSE),IF(AND(AR2=1,AD35=AO349),VLOOKUP(8,AN342:BC386,14,FALSE),IF(AND(AR2=1,AD35=AO350),VLOOKUP(9,AN342:BC386,14,FALSE),IF(AND(AR2=1,AD35=AO351),VLOOKUP(10,AN342:BC386,14,FALSE),IF(AND(AR2=1,AD35=AO352),VLOOKUP(11,AN342:BC386,14,FALSE),IF(AND(AR2=1,AD35=AO353),VLOOKUP(12,AN342:BC386,14,FALSE),IF(AND(AR2=1,AD35=AO354),VLOOKUP(13,AN342:BC386,14,FALSE),IF(AND(AR2=1,AD35=AO355),VLOOKUP(14,AN342:BC386,14,FALSE),IF(AND(AR2=1,AD35=AO356),VLOOKUP(15,AN342:BC386,14,FALSE),IF(AND(AR2=1,AD35=AO357),VLOOKUP(16,AN342:BC386,14,FALSE),IF(AND(AR2=1,AD35=AO358),VLOOKUP(17,AN342:BC386,14,FALSE),IF(AND(AR2=1,AD35=AO359),VLOOKUP(18,AN342:BC386,14,FALSE),IF(AND(AR2=1,AD35=AO360),VLOOKUP(19,AN342:BC386,14,FALSE),IF(AND(AR2=1,AD35=AO361),VLOOKUP(20,AN342:BC386,14,FALSE),IF(AND(AR2=1,AD35=AO362),VLOOKUP(21,AN342:BC386,14,FALSE),IF(AND(AR2=1,AD35=AO363),VLOOKUP(22,AN342:BC386,14,FALSE),IF(AND(AR2=1,AD35=AO364),VLOOKUP(23,AN342:BC386,14,FALSE),IF(AND(AR2=1,AD35=AO365),VLOOKUP(24,AN342:BC386,14,FALSE),IF(AND(AR2=1,AD35=AO366),VLOOKUP(25,AN342:BC386,14,FALSE),IF(AND(AR2=1,AD35=AO367),VLOOKUP(26,AN342:BC386,14,FALSE),IF(AND(AR2=1,AD35=AO368),VLOOKUP(27,AN342:BC386,14,FALSE),IF(AND(AR2=1,AD35=AO369),VLOOKUP(28,AN342:BC386,14,FALSE),IF(AND(AR2=1,AD35=AO370),VLOOKUP(29,AN342:BC386,14,FALSE),IF(AND(AR2=1,AD35=AO371),VLOOKUP(30,AN342:BC386,14,FALSE),IF(AND(AR2=1,AD35=AO372),VLOOKUP(31,AN342:BC386,14,FALSE),IF(AND(AR2=1,AD35=AO373),VLOOKUP(32,AN342:BC386,14,FALSE),IF(AND(AR2=1,AD35=AO374),VLOOKUP(33,AN342:BC386,14,FALSE),IF(AND(AR2=1,AD35=AO375),VLOOKUP(34,AN342:BC386,14,FALSE),IF(AND(AR2=1,AD35=AO376),VLOOKUP(35,AN342:BC386,14,FALSE),IF(AND(AR2=1,AD35=AO377),VLOOKUP(36,AN342:BC386,14,FALSE),IF(AND(AR2=1,AD35=AO378),VLOOKUP(37,AN342:BC386,14,FALSE),IF(AND(AR2=1,AD35=AO379),VLOOKUP(38,AN342:BC386,14,FALSE),IF(AND(AR2=1,AD35=AO380),VLOOKUP(39,AN342:BC386,14,FALSE),IF(AND(AR2=1,AD35=AO381),VLOOKUP(40,AN342:BC386,14,FALSE),IF(AND(AR2=1,AD35=AO382),VLOOKUP(41,AN342:BC386,14,FALSE),IF(AND(AR2=1,AD35=AO383),VLOOKUP(42,AN342:BC386,14,FALSE),IF(AND(AR2=1,AD35=AO384),VLOOKUP(43,AN342:BC386,14,FALSE),IF(AND(AR2=1,AD35=AO385),VLOOKUP(44,AN342:BC386,14,FALSE),IF(AND(AR2=1,AD35=AO386),VLOOKUP(45,AN342:BC386,14,FALSE))))))))))))))))))))))))))))))))))))))))))))))","v":7.81},"cm3","Zy",{"$f":"IF(AND(AR2=2,AD35=AO443),VLOOKUP(1,AN443:AW474,9,FALSE),IF(AND(AR2=2,AD35=AO444),VLOOKUP(2,AN443:AW474,9,FALSE),IF(AND(AR2=2,AD35=AO445),VLOOKUP(3,AN443:AW474,9,FALSE),IF(AND(AR2=2,AD35=AO446),VLOOKUP(4,AN443:AW474,9,FALSE),IF(AND(AR2=2,AD35=AO447),VLOOKUP(5,AN443:AW474,9,FALSE),IF(AND(AR2=2,AD35=AO448),VLOOKUP(6,AN443:AW474,9,FALSE),IF(AND(AR2=2,AD35=AO449),VLOOKUP(7,AN443:AW474,9,FALSE),IF(AND(AR2=2,AD35=AO450),VLOOKUP(8,AN443:AW474,9,FALSE),IF(AND(AR2=2,AD35=AO451),VLOOKUP(9,AN443:AW474,9,FALSE),IF(AND(AR2=2,AD35=AO452),VLOOKUP(10,AN443:AW474,9,FALSE),IF(AND(AR2=2,AD35=AO453),VLOOKUP(11,AN443:AW474,9,FALSE),IF(AND(AR2=2,AD35=AO454),VLOOKUP(12,AN443:AW474,9,FALSE),IF(AND(AR2=2,AD35=AO455),VLOOKUP(13,AN443:AW474,9,FALSE),IF(AND(AR2=2,AD35=AO456),VLOOKUP(14,AN443:AW474,9,FALSE),IF(AND(AR2=2,AD35=AO457),VLOOKUP(15,AN443:AW474,9,FALSE),IF(AND(AR2=2,AD35=AO458),VLOOKUP(16,AN443:AW474,9,FALSE),IF(AND(AR2=2,AD35=AO459),VLOOKUP(17,AN443:AW474,9,FALSE),IF(AND(AR2=2,AD35=AO460),VLOOKUP(18,AN443:AW474,9,FALSE),IF(AND(AR2=2,AD35=AO461),VLOOKUP(19,AN443:AW474,9,FALSE),IF(AND(AR2=2,AD35=AO462),VLOOKUP(20,AN443:AW474,9,FALSE),IF(AND(AR2=2,AD35=AO463),VLOOKUP(21,AN443:AW474,9,FALSE),IF(AND(AR2=2,AD35=AO464),VLOOKUP(22,AN443:AW474,9,FALSE),IF(AND(AR2=2,AD35=AO465),VLOOKUP(23,AN443:AW474,9,FALSE),IF(AND(AR2=2,AD35=AO466),VLOOKUP(24,AN443:AW474,9,FALSE),IF(AND(AR2=2,AD35=AO467),VLOOKUP(25,AN443:AW474,9,FALSE),IF(AND(AR2=2,AD35=AO468),VLOOKUP(26,AN443:AW474,9,FALSE),IF(AND(AR2=2,AD35=AO469),VLOOKUP(27,AN443:AW474,9,FALSE),IF(AND(AR2=2,AD35=AO470),VLOOKUP(28,AN443:AW474,9,FALSE),IF(AND(AR2=2,AD35=AO471),VLOOKUP(29,AN443:AW474,9,FALSE),IF(AND(AR2=2,AD35=AO472),VLOOKUP(30,AN443:AW474,9,FALSE),IF(AND(AR2=2,AD35=AO473),VLOOKUP(31,AN443:AW474,9,FALSE),IF(AND(AR2=2,AD35=AO474),VLOOKUP(32,AN443:AW474,9,FALSE)))))))))))))))))))))))))))))))))","v":false},"cm3","Zy",{"$f":"IF(AND(AR2=3,AD35=AO402),VLOOKUP(1,AN402:AZ427,11,FALSE),IF(AND(AR2=3,AD35=AO403),VLOOKUP(2,AN402:AZ427,11,FALSE),IF(AND(AR2=3,AD35=AO404),VLOOKUP(3,AN402:AZ427,11,FALSE),IF(AND(AR2=3,AD35=AO405),VLOOKUP(4,AN402:AZ427,11,FALSE),IF(AND(AR2=3,AD35=AO406),VLOOKUP(5,AN402:AZ427,11,FALSE),IF(AND(AR2=3,AD35=AO407),VLOOKUP(6,AN402:AZ427,11,FALSE),IF(AND(AR2=3,AD35=AO408),VLOOKUP(7,AN402:AZ427,11,FALSE),IF(AND(AR2=3,AD35=AO409),VLOOKUP(8,AN402:AZ427,11,FALSE),IF(AND(AR2=3,AD35=AO410),VLOOKUP(9,AN402:AZ427,11,FALSE),IF(AND(AR2=3,AD35=AO411),VLOOKUP(10,AN402:AZ427,11,FALSE),IF(AND(AR2=3,AD35=AO412),VLOOKUP(11,AN402:AZ427,11,FALSE),IF(AND(AR2=3,AD35=AO413),VLOOKUP(12,AN402:AZ427,11,FALSE),IF(AND(AR2=3,AD35=AO414),VLOOKUP(13,AN402:AZ427,11,FALSE),IF(AND(AR2=3,AD35=AO415),VLOOKUP(14,AN402:AZ427,11,FALSE),IF(AND(AR2=3,AD35=AO416),VLOOKUP(15,AN402:AZ427,11,FALSE),IF(AND(AR2=3,AD35=AO417),VLOOKUP(16,AN402:AZ427,11,FALSE),IF(AND(AR2=3,AD35=AO418),VLOOKUP(17,AN402:AZ427,11,FALSE),IF(AND(AR2=3,AD35=AO419),VLOOKUP(18,AN402:AZ427,11,FALSE),IF(AND(AR2=3,AD35=AO420),VLOOKUP(19,AN402:AZ427,11,FALSE),IF(AND(AR2=3,AD35=AO421),VLOOKUP(20,AN402:AZ427,11,FALSE),IF(AND(AR2=3,AD35=AO422),VLOOKUP(21,AN402:AZ427,11,FALSE),IF(AND(AR2=3,AD35=AO423),VLOOKUP(22,AN402:AZ427,11,FALSE),IF(AND(AR2=3,AD35=AO424),VLOOKUP(23,AN402:AZ427,11,FALSE),IF(AND(AR2=3,AD35=AO425),VLOOKUP(24,AN402:AZ427,11,FALSE),IF(AND(AR2=3,AD35=AO426),VLOOKUP(25,AN402:AZ427,11,FALSE),IF(AND(AR2=3,AD35=AO427),VLOOKUP(26,AN402:AZ427,11,FALSE)))))))))))))))))))))))))))","v":false},"cm3","Zy",{"$f":"BB29","v":false},"cm3","Zy",{"$f":"IF(AND(AR2=5,AD35=AO126),VLOOKUP(1,AN126:BD141,17,FALSE),IF(AND(AR2=5,AD35=AO127),VLOOKUP(2,AN126:BD141,17,FALSE),IF(AND(AR2=5,AD35=AO128),VLOOKUP(3,AN126:BD141,17,FALSE),IF(AND(AR2=5,AD35=AO129),VLOOKUP(4,AN126:BD141,17,FALSE),IF(AND(AR2=5,AD35=AO130),VLOOKUP(5,AN126:BD141,17,FALSE),IF(AND(AR2=5,AD35=AO131),VLOOKUP(6,AN126:BD141,17,FALSE),IF(AND(AR2=5,AD35=AO132),VLOOKUP(7,AN126:BD141,17,FALSE),IF(AND(AR2=5,AD35=AO133),VLOOKUP(8,AN126:BD141,17,FALSE),IF(AND(AR2=5,AD35=AO134),VLOOKUP(9,AN126:BD141,17,FALSE),IF(AND(AR2=5,AD35=AO135),VLOOKUP(10,AN126:BD141,17,FALSE),IF(AND(AR2=5,AD35=AO136),VLOOKUP(11,AN126:BD141,17,FALSE),IF(AND(AR2=5,AD35=AO137),VLOOKUP(12,AN126:BD141,17,FALSE),IF(AND(AR2=5,AD35=AO138),VLOOKUP(13,AN126:BD141,17,FALSE),IF(AND(AR2=5,AD35=AO139),VLOOKUP(14,AN126:BD141,17,FALSE),IF(AND(AR2=5,AD35=AO140),VLOOKUP(15,AN126:BD141,17,FALSE),IF(AND(AR2=5,AD35=AO141),VLOOKUP(16,AN126:BD141,17,FALSE)))))))))))))))))","v":false},"cm3","Zy",{"$f":"IF(AND(AR2=6,AD35=AO218),VLOOKUP(1,AN218:BQ290,28,FALSE),IF(AND(AR2=6,AD35=AO219),VLOOKUP(2,AN218:BQ290,28,FALSE),IF(AND(AR2=6,AD35=AO220),VLOOKUP(3,AN218:BQ290,28,FALSE),IF(AND(AR2=6,AD35=AO221),VLOOKUP(4,AN218:BQ290,28,FALSE),IF(AND(AR2=6,AD35=AO222),VLOOKUP(5,AN218:BQ290,28,FALSE),IF(AND(AR2=6,AD35=AO223),VLOOKUP(6,AN218:BQ290,28,FALSE),IF(AND(AR2=6,AD35=AO224),VLOOKUP(7,AN218:BQ290,28,FALSE),IF(AND(AR2=6,AD35=AO225),VLOOKUP(8,AN218:BQ290,28,FALSE),IF(AND(AR2=6,AD35=AO226),VLOOKUP(9,AN218:BQ290,28,FALSE),IF(AND(AR2=6,AD35=AO227),VLOOKUP(10,AN218:BQ290,28,FALSE),IF(AND(AR2=6,AD35=AO228),VLOOKUP(11,AN218:BQ290,28,FALSE),IF(AND(AR2=6,AD35=AO229),VLOOKUP(12,AN218:BQ290,28,FALSE),IF(AND(AR2=6,AD35=AO230),VLOOKUP(13,AN218:BQ290,28,FALSE),IF(AND(AR2=6,AD35=AO231),VLOOKUP(14,AN218:BQ290,28,FALSE),IF(AND(AR2=6,AD35=AO232),VLOOKUP(15,AN218:BQ290,28,FALSE),IF(AND(AR2=6,AD35=AO233),VLOOKUP(16,AN218:BQ290,28,FALSE),IF(AND(AR2=6,AD35=AO234),VLOOKUP(17,AN218:BQ290,28,FALSE),IF(AND(AR2=6,AD35=AO235),VLOOKUP(18,AN218:BQ290,28,FALSE),IF(AND(AR2=6,AD35=AO236),VLOOKUP(19,AN218:BQ290,28,FALSE),IF(AND(AR2=6,AD35=AO237),VLOOKUP(20,AN218:BQ290,28,FALSE),IF(AND(AR2=6,AD35=AO238),VLOOKUP(21,AN218:BQ290,28,FALSE),IF(AND(AR2=6,AD35=AO239),VLOOKUP(22,AN218:BQ290,28,FALSE),IF(AND(AR2=6,AD35=AO240),VLOOKUP(23,AN218:BQ290,28,FALSE),IF(AND(AR2=6,AD35=AO241),VLOOKUP(24,AN218:BQ290,28,FALSE),IF(AND(AR2=6,AD35=AO242),VLOOKUP(25,AN218:BQ290,28,FALSE),IF(AND(AR2=6,AD35=AO243),VLOOKUP(26,AN218:BQ290,28,FALSE),IF(AND(AR2=6,AD35=AO244),VLOOKUP(27,AN218:BQ290,28,FALSE),IF(AND(AR2=6,AD35=AO245),VLOOKUP(28,AN218:BQ290,28,FALSE),IF(AND(AR2=6,AD35=AO246),VLOOKUP(29,AN218:BQ290,28,FALSE),IF(AND(AR2=6,AD35=AO247),VLOOKUP(30,AN218:BQ290,28,FALSE),IF(AND(AR2=6,AD35=AO248),VLOOKUP(31,AN218:BQ290,28,FALSE),IF(AND(AR2=6,AD35=AO249),VLOOKUP(32,AN218:BQ290,28,FALSE),IF(AND(AR2=6,AD35=AO250),VLOOKUP(33,AN218:BQ290,28,FALSE),IF(AND(AR2=6,AD35=AO251),VLOOKUP(34,AN218:BQ290,28,FALSE),IF(AND(AR2=6,AD35=AO252),VLOOKUP(35,AN218:BQ290,28,FALSE),IF(AND(AR2=6,AD35=AO253),VLOOKUP(36,AN218:BQ290,28,FALSE),IF(AND(AR2=6,AD35=AO254),VLOOKUP(37,AN218:BQ290,28,FALSE),IF(AND(AR2=6,AD35=AO255),VLOOKUP(38,AN218:BQ290,28,FALSE),IF(AND(AR2=6,AD35=AO256),VLOOKUP(39,AN218:BQ290,28,FALSE),IF(AND(AR2=6,AD35=AO257),VLOOKUP(40,AN218:BQ290,28,FALSE),IF(AND(AR2=6,AD35=AO258),VLOOKUP(41,AN218:BQ290,28,FALSE),IF(AND(AR2=6,AD35=AO259),VLOOKUP(42,AN218:BQ290,28,FALSE),IF(AND(AR2=6,AD35=AO260),VLOOKUP(43,AN218:BQ290,28,FALSE),IF(AND(AR2=6,AD35=AO261),VLOOKUP(44,AN218:BQ290,28,FALSE),IF(AND(AR2=6,AD35=AO262),VLOOKUP(45,AN218:BQ290,28,FALSE),IF(AND(AR2=6,AD35=AO263),VLOOKUP(46,AN218:BQ290,28,FALSE),IF(AND(AR2=6,AD35=AO264),VLOOKUP(47,AN218:BQ290,28,FALSE),IF(AND(AR2=6,AD35=AO265),VLOOKUP(48,AN218:BQ290,28,FALSE),IF(AND(AR2=6,AD35=AO266),VLOOKUP(49,AN218:BQ290,28,FALSE),IF(AND(AR2=6,AD35=AO267),VLOOKUP(50,AN218:BQ290,28,FALSE),IF(AND(AR2=6,AD35=AO268),VLOOKUP(51,AN218:BQ290,28,FALSE),IF(AND(AR2=6,AD35=AO269),VLOOKUP(52,AN218:BQ290,28,FALSE),IF(AND(AR2=6,AD35=AO270),VLOOKUP(53,AN218:BQ290,28,FALSE),IF(AND(AR2=6,AD35=AO271),VLOOKUP(54,AN218:BQ290,28,FALSE),IF(AND(AR2=6,AD35=AO272),VLOOKUP(55,AN218:BQ290,28,FALSE),IF(AND(AR2=6,AD35=AO273),VLOOKUP(56,AN218:BQ290,28,FALSE),IF(AND(AR2=6,AD35=AO274),VLOOKUP(57,AN218:BQ290,28,FALSE),IF(AND(AR2=6,AD35=AO275),VLOOKUP(58,AN218:BQ290,28,FALSE),IF(AND(AR2=6,AD35=AO276),VLOOKUP(59,AN218:BQ290,28,FALSE),IF(AND(AR2=6,AD35=AO277),VLOOKUP(60,AN218:BQ290,28,FALSE),IF(AND(AR2=6,AD35=AO278),VLOOKUP(61,AN218:BQ290,28,FALSE),IF(AND(AR2=6,AD35=AO279),VLOOKUP(62,AN218:BQ290,28,FALSE),IF(AND(AR2=6,AD35=AO280),VLOOKUP(63,AN218:BQ290,28,FALSE),IF(AND(AR2=6,AD35=AO281),VLOOKUP(64,AN218:BQ290,28,FALSE)))))))))))))))))))))))))))))))))))))))))))))))))))))))))))))))))","v":false},"cm3","Zy",{"$f":"IF(AND(AR2=7,AD35=AO308),VLOOKUP(1,AN308:BB327,15,FALSE),IF(AND(AR2=7,AD35=AO309),VLOOKUP(2,AN308:BB327,15,FALSE),IF(AND(AR2=7,AD35=AO310),VLOOKUP(3,AN308:BB327,15,FALSE),IF(AND(AR2=7,AD35=AO311),VLOOKUP(4,AN308:BB327,15,FALSE),IF(AND(AR2=7,AD35=AO312),VLOOKUP(5,AN308:BB327,15,FALSE),IF(AND(AR2=7,AD35=AO313),VLOOKUP(6,AN308:BB327,15,FALSE),IF(AND(AR2=7,AD35=AO314),VLOOKUP(7,AN308:BB327,15,FALSE),IF(AND(AR2=7,AD35=AO315),VLOOKUP(8,AN308:BB327,15,FALSE),IF(AND(AR2=7,AD35=AO316),VLOOKUP(9,AN308:BB327,15,FALSE),IF(AND(AR2=7,AD35=AO317),VLOOKUP(10,AN308:BB327,15,FALSE),IF(AND(AR2=7,AD35=AO318),VLOOKUP(11,AN308:BB327,15,FALSE),IF(AND(AR2=7,AD35=AO319),VLOOKUP(12,AN308:BB327,15,FALSE),IF(AND(AR2=7,AD35=AO320),VLOOKUP(13,AN308:BB327,15,FALSE),IF(AND(AR2=7,AD35=AO321),VLOOKUP(14,AN308:BB327,15,FALSE),IF(AND(AR2=7,AD35=AO322),VLOOKUP(15,AN308:BB327,15,FALSE),IF(AND(AR2=7,AD35=AO323),VLOOKUP(16,AN308:BB327,15,FALSE),IF(AND(AR2=7,AD35=AO324),VLOOKUP(17,AN308:BB327,15,FALSE),IF(AND(AR2=7,AD35=AO325),VLOOKUP(18,AN308:BB327,15,FALSE),IF(AND(AR2=7,AD35=AO326),VLOOKUP(19,AN308:BB327,15,FALSE),IF(AND(AR2=7,AD35=AO327),VLOOKUP(20,AN308:BB327,15,FALSE)))))))))))))))))))))","v":false},"cm3","Zy",{"$f":"IF(AND(AR2=8,AD35=AO1062),VLOOKUP(1,AN1062:BG1074,20,FALSE),IF(AND(AR2=8,AD35=AO1063),VLOOKUP(2,AN1062:BG1074,20,FALSE),IF(AND(AR2=8,AD35=AO1064),VLOOKUP(3,AN1062:BG1074,20,FALSE),IF(AND(AR2=8,AD35=AO1065),VLOOKUP(4,AN1062:BG1074,20,FALSE),IF(AND(AR2=8,AD35=AO1066),VLOOKUP(5,AN1062:BG1074,20,FALSE),IF(AND(AR2=8,AD35=AO1067),VLOOKUP(6,AN1062:BG1074,20,FALSE),IF(AND(AR2=8,AD35=AO1068),VLOOKUP(7,AN1062:BG1074,20,FALSE),IF(AND(AR2=8,AD35=AO1069),VLOOKUP(8,AN1062:BG1074,20,FALSE),IF(AND(AR2=8,AD35=AO1070),VLOOKUP(9,AN1062:BG1074,20,FALSE),IF(AND(AR2=8,AD35=AO1071),VLOOKUP(10,AN1062:BG1074,20,FALSE),IF(AND(AR2=8,AD35=AO1072),VLOOKUP(11,AN1062:BG1074,20,FALSE),IF(AND(AR2=8,AD35=AO1073),VLOOKUP(12,AN1062:BG1074,20,FALSE),IF(AND(AR2=8,AD35=AO1074),VLOOKUP(13,AN1062:BG1074,20,FALSE))))))))))))))","v":false},"cm3"]
[null,null,null,null,null,null,null,null,null,null,null,null,null,null,null,null,null,null,null,null,null,null,null,null,null,null,null,null,null,null,null,null,null,null,null,null,null,null,null,null,null,null,null,"rx",{"$f":"IF(AND(AR2=1,AD35=AO342),VLOOKUP(1,AN342:BC386,11,FALSE),IF(AND(AR2=1,AD35=AO343),VLOOKUP(2,AN342:BC386,11,FALSE),IF(AND(AR2=1,AD35=AO344),VLOOKUP(3,AN342:BC386,11,FALSE),IF(AND(AR2=1,AD35=AO345),VLOOKUP(4,AN342:BC386,11,FALSE),IF(AND(AR2=1,AD35=AO346),VLOOKUP(5,AN342:BC386,11,FALSE),IF(AND(AR2=1,AD35=AO347),VLOOKUP(6,AN342:BC386,11,FALSE),IF(AND(AR2=1,AD35=AO348),VLOOKUP(7,AN342:BC386,11,FALSE),IF(AND(AR2=1,AD35=AO349),VLOOKUP(8,AN342:BC386,11,FALSE),IF(AND(AR2=1,AD35=AO350),VLOOKUP(9,AN342:BC386,11,FALSE),IF(AND(AR2=1,AD35=AO351),VLOOKUP(10,AN342:BC386,11,FALSE),IF(AND(AR2=1,AD35=AO352),VLOOKUP(11,AN342:BC386,11,FALSE),IF(AND(AR2=1,AD35=AO353),VLOOKUP(12,AN342:BC386,11,FALSE),IF(AND(AR2=1,AD35=AO354),VLOOKUP(13,AN342:BC386,11,FALSE),IF(AND(AR2=1,AD35=AO355),VLOOKUP(14,AN342:BC386,11,FALSE),IF(AND(AR2=1,AD35=AO356),VLOOKUP(15,AN342:BC386,11,FALSE),IF(AND(AR2=1,AD35=AO357),VLOOKUP(16,AN342:BC386,11,FALSE),IF(AND(AR2=1,AD35=AO358),VLOOKUP(17,AN342:BC386,11,FALSE),IF(AND(AR2=1,AD35=AO359),VLOOKUP(18,AN342:BC386,11,FALSE),IF(AND(AR2=1,AD35=AO360),VLOOKUP(19,AN342:BC386,11,FALSE),IF(AND(AR2=1,AD35=AO361),VLOOKUP(20,AN342:BC386,11,FALSE),IF(AND(AR2=1,AD35=AO362),VLOOKUP(21,AN342:BC386,11,FALSE),IF(AND(AR2=1,AD35=AO363),VLOOKUP(22,AN342:BC386,11,FALSE),IF(AND(AR2=1,AD35=AO364),VLOOKUP(23,AN342:BC386,11,FALSE),IF(AND(AR2=1,AD35=AO365),VLOOKUP(24,AN342:BC386,11,FALSE),IF(AND(AR2=1,AD35=AO366),VLOOKUP(25,AN342:BC386,11,FALSE),IF(AND(AR2=1,AD35=AO367),VLOOKUP(26,AN342:BC386,11,FALSE),IF(AND(AR2=1,AD35=AO368),VLOOKUP(27,AN342:BC386,11,FALSE),IF(AND(AR2=1,AD35=AO369),VLOOKUP(28,AN342:BC386,11,FALSE),IF(AND(AR2=1,AD35=AO370),VLOOKUP(29,AN342:BC386,11,FALSE),IF(AND(AR2=1,AD35=AO371),VLOOKUP(30,AN342:BC386,11,FALSE),IF(AND(AR2=1,AD35=AO372),VLOOKUP(31,AN342:BC386,11,FALSE),IF(AND(AR2=1,AD35=AO373),VLOOKUP(32,AN342:BC386,11,FALSE),IF(AND(AR2=1,AD35=AO374),VLOOKUP(33,AN342:BC386,11,FALSE),IF(AND(AR2=1,AD35=AO375),VLOOKUP(34,AN342:BC386,11,FALSE),IF(AND(AR2=1,AD35=AO376),VLOOKUP(35,AN342:BC386,11,FALSE),IF(AND(AR2=1,AD35=AO377),VLOOKUP(36,AN342:BC386,11,FALSE),IF(AND(AR2=1,AD35=AO378),VLOOKUP(37,AN342:BC386,11,FALSE),IF(AND(AR2=1,AD35=AO379),VLOOKUP(38,AN342:BC386,11,FALSE),IF(AND(AR2=1,AD35=AO380),VLOOKUP(39,AN342:BC386,11,FALSE),IF(AND(AR2=1,AD35=AO381),VLOOKUP(40,AN342:BC386,11,FALSE),IF(AND(AR2=1,AD35=AO382),VLOOKUP(41,AN342:BC386,11,FALSE),IF(AND(AR2=1,AD35=AO383),VLOOKUP(42,AN342:BC386,11,FALSE),IF(AND(AR2=1,AD35=AO384),VLOOKUP(43,AN342:BC386,11,FALSE),IF(AND(AR2=1,AD35=AO385),VLOOKUP(44,AN342:BC386,11,FALSE),IF(AND(AR2=1,AD35=AO386),VLOOKUP(45,AN342:BC386,11,FALSE))))))))))))))))))))))))))))))))))))))))))))))","v":3.9},"cm","rx",{"$f":"IF(AND(AR2=2,AD35=AO443),VLOOKUP(1,AN443:AW474,10,FALSE),IF(AND(AR2=2,AD35=AO444),VLOOKUP(2,AN443:AW474,10,FALSE),IF(AND(AR2=2,AD35=AO445),VLOOKUP(3,AN443:AW474,10,FALSE),IF(AND(AR2=2,AD35=AO446),VLOOKUP(4,AN443:AW474,10,FALSE),IF(AND(AR2=2,AD35=AO447),VLOOKUP(5,AN443:AW474,10,FALSE),IF(AND(AR2=2,AD35=AO448),VLOOKUP(6,AN443:AW474,10,FALSE),IF(AND(AR2=2,AD35=AO449),VLOOKUP(7,AN443:AW474,10,FALSE),IF(AND(AR2=2,AD35=AO450),VLOOKUP(8,AN443:AW474,10,FALSE),IF(AND(AR2=2,AD35=AO451),VLOOKUP(9,AN443:AW474,10,FALSE),IF(AND(AR2=2,AD35=AO452),VLOOKUP(10,AN443:AW474,10,FALSE),IF(AND(AR2=2,AD35=AO453),VLOOKUP(11,AN443:AW474,10,FALSE),IF(AND(AR2=2,AD35=AO454),VLOOKUP(12,AN443:AW474,10,FALSE),IF(AND(AR2=2,AD35=AO455),VLOOKUP(13,AN443:AW474,10,FALSE),IF(AND(AR2=2,AD35=AO456),VLOOKUP(14,AN443:AW474,10,FALSE),IF(AND(AR2=2,AD35=AO457),VLOOKUP(15,AN443:AW474,10,FALSE),IF(AND(AR2=2,AD35=AO458),VLOOKUP(16,AN443:AW474,10,FALSE),IF(AND(AR2=2,AD35=AO459),VLOOKUP(17,AN443:AW474,10,FALSE),IF(AND(AR2=2,AD35=AO460),VLOOKUP(18,AN443:AW474,10,FALSE),IF(AND(AR2=2,AD35=AO461),VLOOKUP(19,AN443:AW474,10,FALSE),IF(AND(AR2=2,AD35=AO462),VLOOKUP(20,AN443:AW474,10,FALSE),IF(AND(AR2=2,AD35=AO463),VLOOKUP(21,AN443:AW474,10,FALSE),IF(AND(AR2=2,AD35=AO464),VLOOKUP(22,AN443:AW474,10,FALSE),IF(AND(AR2=2,AD35=AO465),VLOOKUP(23,AN443:AW474,10,FALSE),IF(AND(AR2=2,AD35=AO466),VLOOKUP(24,AN443:AW474,10,FALSE),IF(AND(AR2=2,AD35=AO467),VLOOKUP(25,AN443:AW474,10,FALSE),IF(AND(AR2=2,AD35=AO468),VLOOKUP(26,AN443:AW474,10,FALSE),IF(AND(AR2=2,AD35=AO469),VLOOKUP(27,AN443:AW474,10,FALSE),IF(AND(AR2=2,AD35=AO470),VLOOKUP(28,AN443:AW474,10,FALSE),IF(AND(AR2=2,AD35=AO471),VLOOKUP(29,AN443:AW474,10,FALSE),IF(AND(AR2=2,AD35=AO472),VLOOKUP(30,AN443:AW474,10,FALSE),IF(AND(AR2=2,AD35=AO473),VLOOKUP(31,AN443:AW474,10,FALSE),IF(AND(AR2=2,AD35=AO474),VLOOKUP(32,AN443:AW474,10,FALSE)))))))))))))))))))))))))))))))))","v":false},"cm","rx",{"$f":"IF(AND(AR2=3,AD35=AO402),VLOOKUP(1,AN402:AZ427,12,FALSE),IF(AND(AR2=3,AD35=AO403),VLOOKUP(2,AN402:AZ427,12,FALSE),IF(AND(AR2=3,AD35=AO404),VLOOKUP(3,AN402:AZ427,12,FALSE),IF(AND(AR2=3,AD35=AO405),VLOOKUP(4,AN402:AZ427,12,FALSE),IF(AND(AR2=3,AD35=AO406),VLOOKUP(5,AN402:AZ427,12,FALSE),IF(AND(AR2=3,AD35=AO407),VLOOKUP(6,AN402:AZ427,12,FALSE),IF(AND(AR2=3,AD35=AO408),VLOOKUP(7,AN402:AZ427,12,FALSE),IF(AND(AR2=3,AD35=AO409),VLOOKUP(8,AN402:AZ427,12,FALSE),IF(AND(AR2=3,AD35=AO410),VLOOKUP(9,AN402:AZ427,12,FALSE),IF(AND(AR2=3,AD35=AO411),VLOOKUP(10,AN402:AZ427,12,FALSE),IF(AND(AR2=3,AD35=AO412),VLOOKUP(11,AN402:AZ427,12,FALSE),IF(AND(AR2=3,AD35=AO413),VLOOKUP(12,AN402:AZ427,12,FALSE),IF(AND(AR2=3,AD35=AO414),VLOOKUP(13,AN402:AZ427,12,FALSE),IF(AND(AR2=3,AD35=AO415),VLOOKUP(14,AN402:AZ427,12,FALSE),IF(AND(AR2=3,AD35=AO416),VLOOKUP(15,AN402:AZ427,12,FALSE),IF(AND(AR2=3,AD35=AO417),VLOOKUP(16,AN402:AZ427,12,FALSE),IF(AND(AR2=3,AD35=AO418),VLOOKUP(17,AN402:AZ427,12,FALSE),IF(AND(AR2=3,AD35=AO419),VLOOKUP(18,AN402:AZ427,12,FALSE),IF(AND(AR2=3,AD35=AO420),VLOOKUP(19,AN402:AZ427,12,FALSE),IF(AND(AR2=3,AD35=AO421),VLOOKUP(20,AN402:AZ427,12,FALSE),IF(AND(AR2=3,AD35=AO422),VLOOKUP(21,AN402:AZ427,12,FALSE),IF(AND(AR2=3,AD35=AO423),VLOOKUP(22,AN402:AZ427,12,FALSE),IF(AND(AR2=3,AD35=AO424),VLOOKUP(23,AN402:AZ427,12,FALSE),IF(AND(AR2=3,AD35=AO425),VLOOKUP(24,AN402:AZ427,12,FALSE),IF(AND(AR2=3,AD35=AO426),VLOOKUP(25,AN402:AZ427,12,FALSE),IF(AND(AR2=3,AD35=AO427),VLOOKUP(26,AN402:AZ427,12,FALSE)))))))))))))))))))))))))))","v":false},"cm","rx",{"$f":"IF(AND(AR2=4,AD35=AO157),VLOOKUP(1,AN157:BG202,15,FALSE),IF(AND(AR2=4,AD35=AO158),VLOOKUP(2,AN157:BG202,15,FALSE),IF(AND(AR2=4,AD35=AO159),VLOOKUP(3,AN157:BG202,15,FALSE),IF(AND(AR2=4,AD35=AO160),VLOOKUP(4,AN157:BG202,15,FALSE),IF(AND(AR2=4,AD35=AO161),VLOOKUP(5,AN157:BG202,15,FALSE),IF(AND(AR2=4,AD35=AO162),VLOOKUP(6,AN157:BG202,15,FALSE),IF(AND(AR2=4,AD35=AO163),VLOOKUP(7,AN157:BG202,15,FALSE),IF(AND(AR2=4,AD35=AO164),VLOOKUP(8,AN157:BG202,15,FALSE),IF(AND(AR2=4,AD35=AO165),VLOOKUP(9,AN157:BG202,15,FALSE),IF(AND(AR2=4,AD35=AO166),VLOOKUP(10,AN157:BG202,15,FALSE),IF(AND(AR2=4,AD35=AO167),VLOOKUP(11,AN157:BG202,15,FALSE),IF(AND(AR2=4,AD35=AO168),VLOOKUP(12,AN157:BG202,15,FALSE),IF(AND(AR2=4,AD35=AO169),VLOOKUP(13,AN157:BG202,15,FALSE),IF(AND(AR2=4,AD35=AO170),VLOOKUP(14,AN157:BG202,15,FALSE),IF(AND(AR2=4,AD35=AO171),VLOOKUP(15,AN157:BG202,15,FALSE),IF(AND(AR2=4,AD35=AO172),VLOOKUP(16,AN157:BG202,15,FALSE),IF(AND(AR2=4,AD35=AO173),VLOOKUP(17,AN157:BG202,15,FALSE),IF(AND(AR2=4,AD35=AO174),VLOOKUP(18,AN157:BG202,15,FALSE),IF(AND(AR2=4,AD35=AO175),VLOOKUP(19,AN157:BG202,15,FALSE),IF(AND(AR2=4,AD35=AO176),VLOOKUP(20,AN157:BG202,15,FALSE),IF(AND(AR2=4,AD35=AO177),VLOOKUP(21,AN157:BG202,15,FALSE),IF(AND(AR2=4,AD35=AO178),VLOOKUP(22,AN157:BG202,15,FALSE),IF(AND(AR2=4,AD35=AO179),VLOOKUP(23,AN157:BG202,15,FALSE),IF(AND(AR2=4,AD35=AO180),VLOOKUP(24,AN157:BG202,15,FALSE),IF(AND(AR2=4,AD35=AO181),VLOOKUP(25,AN157:BG202,15,FALSE),IF(AND(AR2=4,AD35=AO182),VLOOKUP(26,AN157:BG202,15,FALSE),IF(AND(AR2=4,AD35=AO183),VLOOKUP(27,AN157:BG202,15,FALSE),IF(AND(AR2=4,AD35=AO184),VLOOKUP(28,AN157:BG202,15,FALSE),IF(AND(AR2=4,AD35=AO185),VLOOKUP(29,AN157:BG202,15,FALSE),IF(AND(AR2=4,AD35=AO186),VLOOKUP(30,AN157:BG202,15,FALSE),IF(AND(AR2=4,AD35=AO187),VLOOKUP(31,AN157:BG202,15,FALSE),IF(AND(AR2=4,AD35=AO188),VLOOKUP(32,AN157:BG202,15,FALSE),IF(AND(AR2=4,AD35=AO189),VLOOKUP(33,AN157:BG202,15,FALSE),IF(AND(AR2=4,AD35=AO190),VLOOKUP(34,AN157:BG202,15,FALSE),IF(AND(AR2=4,AD35=AO191),VLOOKUP(35,AN157:BG202,15,FALSE),IF(AND(AR2=4,AD35=AO192),VLOOKUP(36,AN157:BG202,15,FALSE),IF(AND(AR2=4,AD35=AO193),VLOOKUP(37,AN157:BG202,15,FALSE),IF(AND(AR2=4,AD35=AO194),VLOOKUP(38,AN157:BG202,15,FALSE),IF(AND(AR2=4,AD35=AO195),VLOOKUP(39,AN157:BG202,15,FALSE),IF(AND(AR2=4,AD35=AO196),VLOOKUP(40,AN157:BG202,15,FALSE),IF(AND(AR2=4,AD35=AO197),VLOOKUP(41,AN157:BG202,15,FALSE),IF(AND(AR2=4,AD35=AO198),VLOOKUP(42,AN157:BG202,15,FALSE),IF(AND(AR2=4,AD35=AO199),VLOOKUP(43,AN157:BG202,15,FALSE),IF(AND(AR2=4,AD35=AO200),VLOOKUP(44,AN157:BG202,15,FALSE),IF(AND(AR2=4,AD35=AO201),VLOOKUP(45,AN157:BG202,15,FALSE),IF(AND(AR2=4,AD35=AO202),VLOOKUP(46,AN157:BG202,15,FALSE)))))))))))))))))))))))))))))))))))))))))))))))","v":false},"cm","rx",{"$f":"IF(AND(AR2=5,AD35=AO126),VLOOKUP(1,AN126:BD141,14,FALSE),IF(AND(AR2=5,AD35=AO127),VLOOKUP(2,AN126:BD141,14,FALSE),IF(AND(AR2=5,AD35=AO128),VLOOKUP(3,AN126:BD141,14,FALSE),IF(AND(AR2=5,AD35=AO129),VLOOKUP(4,AN126:BD141,14,FALSE),IF(AND(AR2=5,AD35=AO130),VLOOKUP(5,AN126:BD141,14,FALSE),IF(AND(AR2=5,AD35=AO131),VLOOKUP(6,AN126:BD141,14,FALSE),IF(AND(AR2=5,AD35=AO132),VLOOKUP(7,AN126:BD141,14,FALSE),IF(AND(AR2=5,AD35=AO133),VLOOKUP(8,AN126:BD141,14,FALSE),IF(AND(AR2=5,AD35=AO134),VLOOKUP(9,AN126:BD141,14,FALSE),IF(AND(AR2=5,AD35=AO135),VLOOKUP(10,AN126:BD141,14,FALSE),IF(AND(AR2=5,AD35=AO136),VLOOKUP(11,AN126:BD141,14,FALSE),IF(AND(AR2=5,AD35=AO137),VLOOKUP(12,AN126:BD141,14,FALSE),IF(AND(AR2=5,AD35=AO138),VLOOKUP(13,AN126:BD141,14,FALSE),IF(AND(AR2=5,AD35=AO139),VLOOKUP(14,AN126:BD141,14,FALSE),IF(AND(AR2=5,AD35=AO140),VLOOKUP(15,AN126:BD141,14,FALSE),IF(AND(AR2=5,AD35=AO141),VLOOKUP(16,AN126:BD141,14,FALSE)))))))))))))))))","v":false},"cm","rx",{"$f":"IF(AND(AR2=6,AD35=AO218),VLOOKUP(1,AN218:BQ290,22,FALSE),IF(AND(AR2=6,AD35=AO219),VLOOKUP(2,AN218:BQ290,22,FALSE),IF(AND(AR2=6,AD35=AO220),VLOOKUP(3,AN218:BQ290,22,FALSE),IF(AND(AR2=6,AD35=AO221),VLOOKUP(4,AN218:BQ290,22,FALSE),IF(AND(AR2=6,AD35=AO222),VLOOKUP(5,AN218:BQ290,22,FALSE),IF(AND(AR2=6,AD35=AO223),VLOOKUP(6,AN218:BQ290,22,FALSE),IF(AND(AR2=6,AD35=AO224),VLOOKUP(7,AN218:BQ290,22,FALSE),IF(AND(AR2=6,AD35=AO225),VLOOKUP(8,AN218:BQ290,22,FALSE),IF(AND(AR2=6,AD35=AO226),VLOOKUP(9,AN218:BQ290,22,FALSE),IF(AND(AR2=6,AD35=AO227),VLOOKUP(10,AN218:BQ290,22,FALSE),IF(AND(AR2=6,AD35=AO228),VLOOKUP(11,AN218:BQ290,22,FALSE),IF(AND(AR2=6,AD35=AO229),VLOOKUP(12,AN218:BQ290,22,FALSE),IF(AND(AR2=6,AD35=AO230),VLOOKUP(13,AN218:BQ290,22,FALSE),IF(AND(AR2=6,AD35=AO231),VLOOKUP(14,AN218:BQ290,22,FALSE),IF(AND(AR2=6,AD35=AO232),VLOOKUP(15,AN218:BQ290,22,FALSE),IF(AND(AR2=6,AD35=AO233),VLOOKUP(16,AN218:BQ290,22,FALSE),IF(AND(AR2=6,AD35=AO234),VLOOKUP(17,AN218:BQ290,22,FALSE),IF(AND(AR2=6,AD35=AO235),VLOOKUP(18,AN218:BQ290,22,FALSE),IF(AND(AR2=6,AD35=AO236),VLOOKUP(19,AN218:BQ290,22,FALSE),IF(AND(AR2=6,AD35=AO237),VLOOKUP(20,AN218:BQ290,22,FALSE),IF(AND(AR2=6,AD35=AO238),VLOOKUP(21,AN218:BQ290,22,FALSE),IF(AND(AR2=6,AD35=AO239),VLOOKUP(22,AN218:BQ290,22,FALSE),IF(AND(AR2=6,AD35=AO240),VLOOKUP(23,AN218:BQ290,22,FALSE),IF(AND(AR2=6,AD35=AO241),VLOOKUP(24,AN218:BQ290,22,FALSE),IF(AND(AR2=6,AD35=AO242),VLOOKUP(25,AN218:BQ290,22,FALSE),IF(AND(AR2=6,AD35=AO243),VLOOKUP(26,AN218:BQ290,22,FALSE),IF(AND(AR2=6,AD35=AO244),VLOOKUP(27,AN218:BQ290,22,FALSE),IF(AND(AR2=6,AD35=AO245),VLOOKUP(28,AN218:BQ290,22,FALSE),IF(AND(AR2=6,AD35=AO246),VLOOKUP(29,AN218:BQ290,22,FALSE),IF(AND(AR2=6,AD35=AO247),VLOOKUP(30,AN218:BQ290,22,FALSE),IF(AND(AR2=6,AD35=AO248),VLOOKUP(31,AN218:BQ290,22,FALSE),IF(AND(AR2=6,AD35=AO249),VLOOKUP(32,AN218:BQ290,22,FALSE),IF(AND(AR2=6,AD35=AO250),VLOOKUP(33,AN218:BQ290,22,FALSE),IF(AND(AR2=6,AD35=AO251),VLOOKUP(34,AN218:BQ290,22,FALSE),IF(AND(AR2=6,AD35=AO252),VLOOKUP(35,AN218:BQ290,22,FALSE),IF(AND(AR2=6,AD35=AO253),VLOOKUP(36,AN218:BQ290,22,FALSE),IF(AND(AR2=6,AD35=AO254),VLOOKUP(37,AN218:BQ290,22,FALSE),IF(AND(AR2=6,AD35=AO255),VLOOKUP(38,AN218:BQ290,22,FALSE),IF(AND(AR2=6,AD35=AO256),VLOOKUP(39,AN218:BQ290,22,FALSE),IF(AND(AR2=6,AD35=AO257),VLOOKUP(40,AN218:BQ290,22,FALSE),IF(AND(AR2=6,AD35=AO258),VLOOKUP(41,AN218:BQ290,22,FALSE),IF(AND(AR2=6,AD35=AO259),VLOOKUP(42,AN218:BQ290,22,FALSE),IF(AND(AR2=6,AD35=AO260),VLOOKUP(43,AN218:BQ290,22,FALSE),IF(AND(AR2=6,AD35=AO261),VLOOKUP(44,AN218:BQ290,22,FALSE),IF(AND(AR2=6,AD35=AO262),VLOOKUP(45,AN218:BQ290,22,FALSE),IF(AND(AR2=6,AD35=AO263),VLOOKUP(46,AN218:BQ290,22,FALSE),IF(AND(AR2=6,AD35=AO264),VLOOKUP(47,AN218:BQ290,22,FALSE),IF(AND(AR2=6,AD35=AO265),VLOOKUP(48,AN218:BQ290,22,FALSE),IF(AND(AR2=6,AD35=AO266),VLOOKUP(49,AN218:BQ290,22,FALSE),IF(AND(AR2=6,AD35=AO267),VLOOKUP(50,AN218:BQ290,22,FALSE),IF(AND(AR2=6,AD35=AO268),VLOOKUP(51,AN218:BQ290,22,FALSE),IF(AND(AR2=6,AD35=AO269),VLOOKUP(52,AN218:BQ290,22,FALSE),IF(AND(AR2=6,AD35=AO270),VLOOKUP(53,AN218:BQ290,22,FALSE),IF(AND(AR2=6,AD35=AO271),VLOOKUP(54,AN218:BQ290,22,FALSE),IF(AND(AR2=6,AD35=AO272),VLOOKUP(55,AN218:BQ290,22,FALSE),IF(AND(AR2=6,AD35=AO273),VLOOKUP(56,AN218:BQ290,22,FALSE),IF(AND(AR2=6,AD35=AO274),VLOOKUP(57,AN218:BQ290,22,FALSE),IF(AND(AR2=6,AD35=AO275),VLOOKUP(58,AN218:BQ290,22,FALSE),IF(AND(AR2=6,AD35=AO276),VLOOKUP(59,AN218:BQ290,22,FALSE),IF(AND(AR2=6,AD35=AO277),VLOOKUP(60,AN218:BQ290,22,FALSE),IF(AND(AR2=6,AD35=AO278),VLOOKUP(61,AN218:BQ290,22,FALSE),IF(AND(AR2=6,AD35=AO279),VLOOKUP(62,AN218:BQ290,22,FALSE),IF(AND(AR2=6,AD35=AO280),VLOOKUP(63,AN218:BQ290,22,FALSE),IF(AND(AR2=6,AD35=AO281),VLOOKUP(64,AN218:BQ290,22,FALSE)))))))))))))))))))))))))))))))))))))))))))))))))))))))))))))))))","v":false},"cm","rx",{"$f":"IF(AND(AR2=7,AD35=AO308),VLOOKUP(1,AN308:BB327,12,FALSE),IF(AND(AR2=7,AD35=AO309),VLOOKUP(2,AN308:BB327,12,FALSE),IF(AND(AR2=7,AD35=AO310),VLOOKUP(3,AN308:BB327,12,FALSE),IF(AND(AR2=7,AD35=AO311),VLOOKUP(4,AN308:BB327,12,FALSE),IF(AND(AR2=7,AD35=AO312),VLOOKUP(5,AN308:BB327,12,FALSE),IF(AND(AR2=7,AD35=AO313),VLOOKUP(6,AN308:BB327,12,FALSE),IF(AND(AR2=7,AD35=AO314),VLOOKUP(7,AN308:BB327,12,FALSE),IF(AND(AR2=7,AD35=AO315),VLOOKUP(8,AN308:BB327,12,FALSE),IF(AND(AR2=7,AD35=AO316),VLOOKUP(9,AN308:BB327,12,FALSE),IF(AND(AR2=7,AD35=AO317),VLOOKUP(10,AN308:BB327,12,FALSE),IF(AND(AR2=7,AD35=AO318),VLOOKUP(11,AN308:BB327,12,FALSE),IF(AND(AR2=7,AD35=AO319),VLOOKUP(12,AN308:BB327,12,FALSE),IF(AND(AR2=7,AD35=AO320),VLOOKUP(13,AN308:BB327,12,FALSE),IF(AND(AR2=7,AD35=AO321),VLOOKUP(14,AN308:BB327,12,FALSE),IF(AND(AR2=7,AD35=AO322),VLOOKUP(15,AN308:BB327,12,FALSE),IF(AND(AR2=7,AD35=AO323),VLOOKUP(16,AN308:BB327,12,FALSE),IF(AND(AR2=7,AD35=AO324),VLOOKUP(17,AN308:BB327,12,FALSE),IF(AND(AR2=7,AD35=AO325),VLOOKUP(18,AN308:BB327,12,FALSE),IF(AND(AR2=7,AD35=AO326),VLOOKUP(19,AN308:BB327,12,FALSE),IF(AND(AR2=7,AD35=AO327),VLOOKUP(20,AN308:BB327,12,FALSE)))))))))))))))))))))","v":false},"cm","rx",{"$f":"IF(AND(AR2=8,AD35=AO1062),VLOOKUP(1,AN1062:BG1074,15,FALSE),IF(AND(AR2=8,AD35=AO1063),VLOOKUP(2,AN1062:BG1074,15,FALSE),IF(AND(AR2=8,AD35=AO1064),VLOOKUP(3,AN1062:BG1074,15,FALSE),IF(AND(AR2=8,AD35=AO1065),VLOOKUP(4,AN1062:BG1074,15,FALSE),IF(AND(AR2=8,AD35=AO1066),VLOOKUP(5,AN1062:BG1074,15,FALSE),IF(AND(AR2=8,AD35=AO1067),VLOOKUP(6,AN1062:BG1074,15,FALSE),IF(AND(AR2=8,AD35=AO1068),VLOOKUP(7,AN1062:BG1074,15,FALSE),IF(AND(AR2=8,AD35=AO1069),VLOOKUP(8,AN1062:BG1074,15,FALSE),IF(AND(AR2=8,AD35=AO1070),VLOOKUP(9,AN1062:BG1074,15,FALSE),IF(AND(AR2=8,AD35=AO1071),VLOOKUP(10,AN1062:BG1074,15,FALSE),IF(AND(AR2=8,AD35=AO1072),VLOOKUP(11,AN1062:BG1074,15,FALSE),IF(AND(AR2=8,AD35=AO1073),VLOOKUP(12,AN1062:BG1074,15,FALSE),IF(AND(AR2=8,AD35=AO1074),VLOOKUP(13,AN1062:BG1074,15,FALSE))))))))))))))","v":false},"cm"]
[null,null,null,null,null,null,null,null,null,null,null,null,null,null,null,null,null,null,null,null,null,null,null,null,null,null,null,null,null,null,null,null,null,null,null,null,null,null,null,null,null,null,null,"ry",{"$f":"IF(AND(AR2=1,AD35=AO342),VLOOKUP(1,AN342:BC386,12,FALSE),IF(AND(AR2=1,AD35=AO343),VLOOKUP(2,AN342:BC386,12,FALSE),IF(AND(AR2=1,AD35=AO344),VLOOKUP(3,AN342:BC386,12,FALSE),IF(AND(AR2=1,AD35=AO345),VLOOKUP(4,AN342:BC386,12,FALSE),IF(AND(AR2=1,AD35=AO346),VLOOKUP(5,AN342:BC386,12,FALSE),IF(AND(AR2=1,AD35=AO347),VLOOKUP(6,AN342:BC386,12,FALSE),IF(AND(AR2=1,AD35=AO348),VLOOKUP(7,AN342:BC386,12,FALSE),IF(AND(AR2=1,AD35=AO349),VLOOKUP(8,AN342:BC386,12,FALSE),IF(AND(AR2=1,AD35=AO350),VLOOKUP(9,AN342:BC386,12,FALSE),IF(AND(AR2=1,AD35=AO351),VLOOKUP(10,AN342:BC386,12,FALSE),IF(AND(AR2=1,AD35=AO352),VLOOKUP(11,AN342:BC386,12,FALSE),IF(AND(AR2=1,AD35=AO353),VLOOKUP(12,AN342:BC386,12,FALSE),IF(AND(AR2=1,AD35=AO354),VLOOKUP(13,AN342:BC386,12,FALSE),IF(AND(AR2=1,AD35=AO355),VLOOKUP(14,AN342:BC386,12,FALSE),IF(AND(AR2=1,AD35=AO356),VLOOKUP(15,AN342:BC386,12,FALSE),IF(AND(AR2=1,AD35=AO357),VLOOKUP(16,AN342:BC386,12,FALSE),IF(AND(AR2=1,AD35=AO358),VLOOKUP(17,AN342:BC386,12,FALSE),IF(AND(AR2=1,AD35=AO359),VLOOKUP(18,AN342:BC386,12,FALSE),IF(AND(AR2=1,AD35=AO360),VLOOKUP(19,AN342:BC386,12,FALSE),IF(AND(AR2=1,AD35=AO361),VLOOKUP(20,AN342:BC386,12,FALSE),IF(AND(AR2=1,AD35=AO362),VLOOKUP(21,AN342:BC386,12,FALSE),IF(AND(AR2=1,AD35=AO363),VLOOKUP(22,AN342:BC386,12,FALSE),IF(AND(AR2=1,AD35=AO364),VLOOKUP(23,AN342:BC386,12,FALSE),IF(AND(AR2=1,AD35=AO365),VLOOKUP(24,AN342:BC386,12,FALSE),IF(AND(AR2=1,AD35=AO366),VLOOKUP(25,AN342:BC386,12,FALSE),IF(AND(AR2=1,AD35=AO367),VLOOKUP(26,AN342:BC386,12,FALSE),IF(AND(AR2=1,AD35=AO368),VLOOKUP(27,AN342:BC386,12,FALSE),IF(AND(AR2=1,AD35=AO369),VLOOKUP(28,AN342:BC386,12,FALSE),IF(AND(AR2=1,AD35=AO370),VLOOKUP(29,AN342:BC386,12,FALSE),IF(AND(AR2=1,AD35=AO371),VLOOKUP(30,AN342:BC386,12,FALSE),IF(AND(AR2=1,AD35=AO372),VLOOKUP(31,AN342:BC386,12,FALSE),IF(AND(AR2=1,AD35=AO373),VLOOKUP(32,AN342:BC386,12,FALSE),IF(AND(AR2=1,AD35=AO374),VLOOKUP(33,AN342:BC386,12,FALSE),IF(AND(AR2=1,AD35=AO375),VLOOKUP(34,AN342:BC386,12,FALSE),IF(AND(AR2=1,AD35=AO376),VLOOKUP(35,AN342:BC386,12,FALSE),IF(AND(AR2=1,AD35=AO377),VLOOKUP(36,AN342:BC386,12,FALSE),IF(AND(AR2=1,AD35=AO378),VLOOKUP(37,AN342:BC386,12,FALSE),IF(AND(AR2=1,AD35=AO379),VLOOKUP(38,AN342:BC386,12,FALSE),IF(AND(AR2=1,AD35=AO380),VLOOKUP(39,AN342:BC386,12,FALSE),IF(AND(AR2=1,AD35=AO381),VLOOKUP(40,AN342:BC386,12,FALSE),IF(AND(AR2=1,AD35=AO382),VLOOKUP(41,AN342:BC386,12,FALSE),IF(AND(AR2=1,AD35=AO383),VLOOKUP(42,AN342:BC386,12,FALSE),IF(AND(AR2=1,AD35=AO384),VLOOKUP(43,AN342:BC386,12,FALSE),IF(AND(AR2=1,AD35=AO385),VLOOKUP(44,AN342:BC386,12,FALSE),IF(AND(AR2=1,AD35=AO386),VLOOKUP(45,AN342:BC386,12,FALSE))))))))))))))))))))))))))))))))))))))))))))))","v":1.87},"cm","ry",{"$f":"IF(AND(AR2=2,AD35=AO443),VLOOKUP(1,AN443:AW474,10,FALSE),IF(AND(AR2=2,AD35=AO444),VLOOKUP(2,AN443:AW474,10,FALSE),IF(AND(AR2=2,AD35=AO445),VLOOKUP(3,AN443:AW474,10,FALSE),IF(AND(AR2=2,AD35=AO446),VLOOKUP(4,AN443:AW474,10,FALSE),IF(AND(AR2=2,AD35=AO447),VLOOKUP(5,AN443:AW474,10,FALSE),IF(AND(AR2=2,AD35=AO448),VLOOKUP(6,AN443:AW474,10,FALSE),IF(AND(AR2=2,AD35=AO449),VLOOKUP(7,AN443:AW474,10,FALSE),IF(AND(AR2=2,AD35=AO450),VLOOKUP(8,AN443:AW474,10,FALSE),IF(AND(AR2=2,AD35=AO451),VLOOKUP(9,AN443:AW474,10,FALSE),IF(AND(AR2=2,AD35=AO452),VLOOKUP(10,AN443:AW474,10,FALSE),IF(AND(AR2=2,AD35=AO453),VLOOKUP(11,AN443:AW474,10,FALSE),IF(AND(AR2=2,AD35=AO454),VLOOKUP(12,AN443:AW474,10,FALSE),IF(AND(AR2=2,AD35=AO455),VLOOKUP(13,AN443:AW474,10,FALSE),IF(AND(AR2=2,AD35=AO456),VLOOKUP(14,AN443:AW474,10,FALSE),IF(AND(AR2=2,AD35=AO457),VLOOKUP(15,AN443:AW474,10,FALSE),IF(AND(AR2=2,AD35=AO458),VLOOKUP(16,AN443:AW474,10,FALSE),IF(AND(AR2=2,AD35=AO459),VLOOKUP(17,AN443:AW474,10,FALSE),IF(AND(AR2=2,AD35=AO460),VLOOKUP(18,AN443:AW474,10,FALSE),IF(AND(AR2=2,AD35=AO461),VLOOKUP(19,AN443:AW474,10,FALSE),IF(AND(AR2=2,AD35=AO462),VLOOKUP(20,AN443:AW474,10,FALSE),IF(AND(AR2=2,AD35=AO463),VLOOKUP(21,AN443:AW474,10,FALSE),IF(AND(AR2=2,AD35=AO464),VLOOKUP(22,AN443:AW474,10,FALSE),IF(AND(AR2=2,AD35=AO465),VLOOKUP(23,AN443:AW474,10,FALSE),IF(AND(AR2=2,AD35=AO466),VLOOKUP(24,AN443:AW474,10,FALSE),IF(AND(AR2=2,AD35=AO467),VLOOKUP(25,AN443:AW474,10,FALSE),IF(AND(AR2=2,AD35=AO468),VLOOKUP(26,AN443:AW474,10,FALSE),IF(AND(AR2=2,AD35=AO469),VLOOKUP(27,AN443:AW474,10,FALSE),IF(AND(AR2=2,AD35=AO470),VLOOKUP(28,AN443:AW474,10,FALSE),IF(AND(AR2=2,AD35=AO471),VLOOKUP(29,AN443:AW474,10,FALSE),IF(AND(AR2=2,AD35=AO472),VLOOKUP(30,AN443:AW474,10,FALSE),IF(AND(AR2=2,AD35=AO473),VLOOKUP(31,AN443:AW474,10,FALSE),IF(AND(AR2=2,AD35=AO474),VLOOKUP(32,AN443:AW474,10,FALSE)))))))))))))))))))))))))))))))))","v":false},"cm","ry",{"$f":"IF(AND(AR2=3,AD35=AO402),VLOOKUP(1,AN402:AZ427,13,FALSE),IF(AND(AR2=3,AD35=AO403),VLOOKUP(2,AN402:AZ427,13,FALSE),IF(AND(AR2=3,AD35=AO404),VLOOKUP(3,AN402:AZ427,13,FALSE),IF(AND(AR2=3,AD35=AO405),VLOOKUP(4,AN402:AZ427,13,FALSE),IF(AND(AR2=3,AD35=AO406),VLOOKUP(5,AN402:AZ427,13,FALSE),IF(AND(AR2=3,AD35=AO407),VLOOKUP(6,AN402:AZ427,13,FALSE),IF(AND(AR2=3,AD35=AO408),VLOOKUP(7,AN402:AZ427,13,FALSE),IF(AND(AR2=3,AD35=AO409),VLOOKUP(8,AN402:AZ427,13,FALSE),IF(AND(AR2=3,AD35=AO410),VLOOKUP(9,AN402:AZ427,13,FALSE),IF(AND(AR2=3,AD35=AO411),VLOOKUP(10,AN402:AZ427,13,FALSE),IF(AND(AR2=3,AD35=AO412),VLOOKUP(11,AN402:AZ427,13,FALSE),IF(AND(AR2=3,AD35=AO413),VLOOKUP(12,AN402:AZ427,13,FALSE),IF(AND(AR2=3,AD35=AO414),VLOOKUP(13,AN402:AZ427,13,FALSE),IF(AND(AR2=3,AD35=AO415),VLOOKUP(14,AN402:AZ427,13,FALSE),IF(AND(AR2=3,AD35=AO416),VLOOKUP(15,AN402:AZ427,13,FALSE),IF(AND(AR2=3,AD35=AO417),VLOOKUP(16,AN402:AZ427,13,FALSE),IF(AND(AR2=3,AD35=AO418),VLOOKUP(17,AN402:AZ427,13,FALSE),IF(AND(AR2=3,AD35=AO419),VLOOKUP(18,AN402:AZ427,13,FALSE),IF(AND(AR2=3,AD35=AO420),VLOOKUP(19,AN402:AZ427,13,FALSE),IF(AND(AR2=3,AD35=AO421),VLOOKUP(20,AN402:AZ427,13,FALSE),IF(AND(AR2=3,AD35=AO422),VLOOKUP(21,AN402:AZ427,13,FALSE),IF(AND(AR2=3,AD35=AO423),VLOOKUP(22,AN402:AZ427,13,FALSE),IF(AND(AR2=3,AD35=AO424),VLOOKUP(23,AN402:AZ427,13,FALSE),IF(AND(AR2=3,AD35=AO425),VLOOKUP(24,AN402:AZ427,13,FALSE),IF(AND(AR2=3,AD35=AO426),VLOOKUP(25,AN402:AZ427,13,FALSE),IF(AND(AR2=3,AD35=AO427),VLOOKUP(26,AN402:AZ427,13,FALSE)))))))))))))))))))))))))))","v":false},"cm","ry",{"$f":"BB31","v":false},"cm","ry",{"$f":"IF(AND(AR2=5,AD35=AO126),VLOOKUP(1,AN126:BD141,15,FALSE),IF(AND(AR2=5,AD35=AO127),VLOOKUP(2,AN126:BD141,15,FALSE),IF(AND(AR2=5,AD35=AO128),VLOOKUP(3,AN126:BD141,15,FALSE),IF(AND(AR2=5,AD35=AO129),VLOOKUP(4,AN126:BD141,15,FALSE),IF(AND(AR2=5,AD35=AO130),VLOOKUP(5,AN126:BD141,15,FALSE),IF(AND(AR2=5,AD35=AO131),VLOOKUP(6,AN126:BD141,15,FALSE),IF(AND(AR2=5,AD35=AO132),VLOOKUP(7,AN126:BD141,15,FALSE),IF(AND(AR2=5,AD35=AO133),VLOOKUP(8,AN126:BD141,15,FALSE),IF(AND(AR2=5,AD35=AO134),VLOOKUP(9,AN126:BD141,15,FALSE),IF(AND(AR2=5,AD35=AO135),VLOOKUP(10,AN126:BD141,15,FALSE),IF(AND(AR2=5,AD35=AO136),VLOOKUP(11,AN126:BD141,15,FALSE),IF(AND(AR2=5,AD35=AO137),VLOOKUP(12,AN126:BD141,15,FALSE),IF(AND(AR2=5,AD35=AO138),VLOOKUP(13,AN126:BD141,15,FALSE),IF(AND(AR2=5,AD35=AO139),VLOOKUP(14,AN126:BD141,15,FALSE),IF(AND(AR2=5,AD35=AO140),VLOOKUP(15,AN126:BD141,15,FALSE),IF(AND(AR2=5,AD35=AO141),VLOOKUP(16,AN126:BD141,15,FALSE)))))))))))))))))","v":false},"cm","ry",{"$f":"IF(AND(AR2=6,AD35=AO218),VLOOKUP(1,AN218:BQ290,24,FALSE),IF(AND(AR2=6,AD35=AO219),VLOOKUP(2,AN218:BQ290,24,FALSE),IF(AND(AR2=6,AD35=AO220),VLOOKUP(3,AN218:BQ290,24,FALSE),IF(AND(AR2=6,AD35=AO221),VLOOKUP(4,AN218:BQ290,24,FALSE),IF(AND(AR2=6,AD35=AO222),VLOOKUP(5,AN218:BQ290,24,FALSE),IF(AND(AR2=6,AD35=AO223),VLOOKUP(6,AN218:BQ290,24,FALSE),IF(AND(AR2=6,AD35=AO224),VLOOKUP(7,AN218:BQ290,24,FALSE),IF(AND(AR2=6,AD35=AO225),VLOOKUP(8,AN218:BQ290,24,FALSE),IF(AND(AR2=6,AD35=AO226),VLOOKUP(9,AN218:BQ290,24,FALSE),IF(AND(AR2=6,AD35=AO227),VLOOKUP(10,AN218:BQ290,24,FALSE),IF(AND(AR2=6,AD35=AO228),VLOOKUP(11,AN218:BQ290,24,FALSE),IF(AND(AR2=6,AD35=AO229),VLOOKUP(12,AN218:BQ290,24,FALSE),IF(AND(AR2=6,AD35=AO230),VLOOKUP(13,AN218:BQ290,24,FALSE),IF(AND(AR2=6,AD35=AO231),VLOOKUP(14,AN218:BQ290,24,FALSE),IF(AND(AR2=6,AD35=AO232),VLOOKUP(15,AN218:BQ290,24,FALSE),IF(AND(AR2=6,AD35=AO233),VLOOKUP(16,AN218:BQ290,24,FALSE),IF(AND(AR2=6,AD35=AO234),VLOOKUP(17,AN218:BQ290,24,FALSE),IF(AND(AR2=6,AD35=AO235),VLOOKUP(18,AN218:BQ290,24,FALSE),IF(AND(AR2=6,AD35=AO236),VLOOKUP(19,AN218:BQ290,24,FALSE),IF(AND(AR2=6,AD35=AO237),VLOOKUP(20,AN218:BQ290,24,FALSE),IF(AND(AR2=6,AD35=AO238),VLOOKUP(21,AN218:BQ290,24,FALSE),IF(AND(AR2=6,AD35=AO239),VLOOKUP(22,AN218:BQ290,24,FALSE),IF(AND(AR2=6,AD35=AO240),VLOOKUP(23,AN218:BQ290,24,FALSE),IF(AND(AR2=6,AD35=AO241),VLOOKUP(24,AN218:BQ290,24,FALSE),IF(AND(AR2=6,AD35=AO242),VLOOKUP(25,AN218:BQ290,24,FALSE),IF(AND(AR2=6,AD35=AO243),VLOOKUP(26,AN218:BQ290,24,FALSE),IF(AND(AR2=6,AD35=AO244),VLOOKUP(27,AN218:BQ290,24,FALSE),IF(AND(AR2=6,AD35=AO245),VLOOKUP(28,AN218:BQ290,24,FALSE),IF(AND(AR2=6,AD35=AO246),VLOOKUP(29,AN218:BQ290,24,FALSE),IF(AND(AR2=6,AD35=AO247),VLOOKUP(30,AN218:BQ290,24,FALSE),IF(AND(AR2=6,AD35=AO248),VLOOKUP(31,AN218:BQ290,24,FALSE),IF(AND(AR2=6,AD35=AO249),VLOOKUP(32,AN218:BQ290,24,FALSE),IF(AND(AR2=6,AD35=AO250),VLOOKUP(33,AN218:BQ290,24,FALSE),IF(AND(AR2=6,AD35=AO251),VLOOKUP(34,AN218:BQ290,24,FALSE),IF(AND(AR2=6,AD35=AO252),VLOOKUP(35,AN218:BQ290,24,FALSE),IF(AND(AR2=6,AD35=AO253),VLOOKUP(36,AN218:BQ290,24,FALSE),IF(AND(AR2=6,AD35=AO254),VLOOKUP(37,AN218:BQ290,24,FALSE),IF(AND(AR2=6,AD35=AO255),VLOOKUP(38,AN218:BQ290,24,FALSE),IF(AND(AR2=6,AD35=AO256),VLOOKUP(39,AN218:BQ290,24,FALSE),IF(AND(AR2=6,AD35=AO257),VLOOKUP(40,AN218:BQ290,24,FALSE),IF(AND(AR2=6,AD35=AO258),VLOOKUP(41,AN218:BQ290,24,FALSE),IF(AND(AR2=6,AD35=AO259),VLOOKUP(42,AN218:BQ290,24,FALSE),IF(AND(AR2=6,AD35=AO260),VLOOKUP(43,AN218:BQ290,24,FALSE),IF(AND(AR2=6,AD35=AO261),VLOOKUP(44,AN218:BQ290,24,FALSE),IF(AND(AR2=6,AD35=AO262),VLOOKUP(45,AN218:BQ290,24,FALSE),IF(AND(AR2=6,AD35=AO263),VLOOKUP(46,AN218:BQ290,24,FALSE),IF(AND(AR2=6,AD35=AO264),VLOOKUP(47,AN218:BQ290,24,FALSE),IF(AND(AR2=6,AD35=AO265),VLOOKUP(48,AN218:BQ290,24,FALSE),IF(AND(AR2=6,AD35=AO266),VLOOKUP(49,AN218:BQ290,24,FALSE),IF(AND(AR2=6,AD35=AO267),VLOOKUP(50,AN218:BQ290,24,FALSE),IF(AND(AR2=6,AD35=AO268),VLOOKUP(51,AN218:BQ290,24,FALSE),IF(AND(AR2=6,AD35=AO269),VLOOKUP(52,AN218:BQ290,24,FALSE),IF(AND(AR2=6,AD35=AO270),VLOOKUP(53,AN218:BQ290,24,FALSE),IF(AND(AR2=6,AD35=AO271),VLOOKUP(54,AN218:BQ290,24,FALSE),IF(AND(AR2=6,AD35=AO272),VLOOKUP(55,AN218:BQ290,24,FALSE),IF(AND(AR2=6,AD35=AO273),VLOOKUP(56,AN218:BQ290,24,FALSE),IF(AND(AR2=6,AD35=AO274),VLOOKUP(57,AN218:BQ290,24,FALSE),IF(AND(AR2=6,AD35=AO275),VLOOKUP(58,AN218:BQ290,24,FALSE),IF(AND(AR2=6,AD35=AO276),VLOOKUP(59,AN218:BQ290,24,FALSE),IF(AND(AR2=6,AD35=AO277),VLOOKUP(60,AN218:BQ290,24,FALSE),IF(AND(AR2=6,AD35=AO278),VLOOKUP(61,AN218:BQ290,24,FALSE),IF(AND(AR2=6,AD35=AO279),VLOOKUP(62,AN218:BQ290,24,FALSE),IF(AND(AR2=6,AD35=AO280),VLOOKUP(63,AN218:BQ290,24,FALSE),IF(AND(AR2=6,AD35=AO281),VLOOKUP(64,AN218:BQ290,24,FALSE)))))))))))))))))))))))))))))))))))))))))))))))))))))))))))))))))","v":false},"cm","ry",{"$f":"IF(AND(AR2=7,AD35=AO308),VLOOKUP(1,AN308:BB327,13,FALSE),IF(AND(AR2=7,AD35=AO309),VLOOKUP(2,AN308:BB327,13,FALSE),IF(AND(AR2=7,AD35=AO310),VLOOKUP(3,AN308:BB327,13,FALSE),IF(AND(AR2=7,AD35=AO311),VLOOKUP(4,AN308:BB327,13,FALSE),IF(AND(AR2=7,AD35=AO312),VLOOKUP(5,AN308:BB327,13,FALSE),IF(AND(AR2=7,AD35=AO313),VLOOKUP(6,AN308:BB327,13,FALSE),IF(AND(AR2=7,AD35=AO314),VLOOKUP(7,AN308:BB327,13,FALSE),IF(AND(AR2=7,AD35=AO315),VLOOKUP(8,AN308:BB327,13,FALSE),IF(AND(AR2=7,AD35=AO316),VLOOKUP(9,AN308:BB327,13,FALSE),IF(AND(AR2=7,AD35=AO317),VLOOKUP(10,AN308:BB327,13,FALSE),IF(AND(AR2=7,AD35=AO318),VLOOKUP(11,AN308:BB327,13,FALSE),IF(AND(AR2=7,AD35=AO319),VLOOKUP(12,AN308:BB327,13,FALSE),IF(AND(AR2=7,AD35=AO320),VLOOKUP(13,AN308:BB327,13,FALSE),IF(AND(AR2=7,AD35=AO321),VLOOKUP(14,AN308:BB327,13,FALSE),IF(AND(AR2=7,AD35=AO322),VLOOKUP(15,AN308:BB327,13,FALSE),IF(AND(AR2=7,AD35=AO323),VLOOKUP(16,AN308:BB327,13,FALSE),IF(AND(AR2=7,AD35=AO324),VLOOKUP(17,AN308:BB327,13,FALSE),IF(AND(AR2=7,AD35=AO325),VLOOKUP(18,AN308:BB327,13,FALSE),IF(AND(AR2=7,AD35=AO326),VLOOKUP(19,AN308:BB327,13,FALSE),IF(AND(AR2=7,AD35=AO327),VLOOKUP(20,AN308:BB327,13,FALSE)))))))))))))))))))))","v":false},"cm","ry",{"$f":"IF(AND(AR2=8,AD35=AO1062),VLOOKUP(1,AN1062:BG1074,16,FALSE),IF(AND(AR2=8,AD35=AO1063),VLOOKUP(2,AN1062:BG1074,16,FALSE),IF(AND(AR2=8,AD35=AO1064),VLOOKUP(3,AN1062:BG1074,16,FALSE),IF(AND(AR2=8,AD35=AO1065),VLOOKUP(4,AN1062:BG1074,16,FALSE),IF(AND(AR2=8,AD35=AO1066),VLOOKUP(5,AN1062:BG1074,16,FALSE),IF(AND(AR2=8,AD35=AO1067),VLOOKUP(6,AN1062:BG1074,16,FALSE),IF(AND(AR2=8,AD35=AO1068),VLOOKUP(7,AN1062:BG1074,16,FALSE),IF(AND(AR2=8,AD35=AO1069),VLOOKUP(8,AN1062:BG1074,16,FALSE),IF(AND(AR2=8,AD35=AO1070),VLOOKUP(9,AN1062:BG1074,16,FALSE),IF(AND(AR2=8,AD35=AO1071),VLOOKUP(10,AN1062:BG1074,16,FALSE),IF(AND(AR2=8,AD35=AO1072),VLOOKUP(11,AN1062:BG1074,16,FALSE),IF(AND(AR2=8,AD35=AO1073),VLOOKUP(12,AN1062:BG1074,16,FALSE),IF(AND(AR2=8,AD35=AO1074),VLOOKUP(13,AN1062:BG1074,16,FALSE))))))))))))))","v":false},"cm"]
[null,null,null,null,null,null,null,null,null,null,null,null,null,null,null,null,null,null,null,null,null,null,null,null,null,null,null,null,null,null,null,null,null,null,null,null,null,null,null,null,null,null,null,"Section Area",{"$f":"IF(AND(AR2=1,AD35=AO342),VLOOKUP(1,AN342:BC386,5,FALSE),IF(AND(AR2=1,AD35=AO343),VLOOKUP(2,AN342:BC386,5,FALSE),IF(AND(AR2=1,AD35=AO344),VLOOKUP(3,AN342:BC386,5,FALSE),IF(AND(AR2=1,AD35=AO345),VLOOKUP(4,AN342:BC386,5,FALSE),IF(AND(AR2=1,AD35=AO346),VLOOKUP(5,AN342:BC386,5,FALSE),IF(AND(AR2=1,AD35=AO347),VLOOKUP(6,AN342:BC386,5,FALSE),IF(AND(AR2=1,AD35=AO348),VLOOKUP(7,AN342:BC386,5,FALSE),IF(AND(AR2=1,AD35=AO349),VLOOKUP(8,AN342:BC386,5,FALSE),IF(AND(AR2=1,AD35=AO350),VLOOKUP(9,AN342:BC386,5,FALSE),IF(AND(AR2=1,AD35=AO351),VLOOKUP(10,AN342:BC386,5,FALSE),IF(AND(AR2=1,AD35=AO352),VLOOKUP(11,AN342:BC386,5,FALSE),IF(AND(AR2=1,AD35=AO353),VLOOKUP(12,AN342:BC386,5,FALSE),IF(AND(AR2=1,AD35=AO354),VLOOKUP(13,AN342:BC386,5,FALSE),IF(AND(AR2=1,AD35=AO355),VLOOKUP(14,AN342:BC386,5,FALSE),IF(AND(AR2=1,AD35=AO356),VLOOKUP(15,AN342:BC386,5,FALSE),IF(AND(AR2=1,AD35=AO357),VLOOKUP(16,AN342:BC386,5,FALSE),IF(AND(AR2=1,AD35=AO358),VLOOKUP(17,AN342:BC386,5,FALSE),IF(AND(AR2=1,AD35=AO359),VLOOKUP(18,AN342:BC386,5,FALSE),IF(AND(AR2=1,AD35=AO360),VLOOKUP(19,AN342:BC386,5,FALSE),IF(AND(AR2=1,AD35=AO361),VLOOKUP(20,AN342:BC386,5,FALSE),IF(AND(AR2=1,AD35=AO362),VLOOKUP(21,AN342:BC386,5,FALSE),IF(AND(AR2=1,AD35=AO363),VLOOKUP(22,AN342:BC386,5,FALSE),IF(AND(AR2=1,AD35=AO364),VLOOKUP(23,AN342:BC386,5,FALSE),IF(AND(AR2=1,AD35=AO365),VLOOKUP(24,AN342:BC386,5,FALSE),IF(AND(AR2=1,AD35=AO366),VLOOKUP(25,AN342:BC386,5,FALSE),IF(AND(AR2=1,AD35=AO367),VLOOKUP(26,AN342:BC386,5,FALSE),IF(AND(AR2=1,AD35=AO368),VLOOKUP(27,AN342:BC386,5,FALSE),IF(AND(AR2=1,AD35=AO369),VLOOKUP(28,AN342:BC386,5,FALSE),IF(AND(AR2=1,AD35=AO370),VLOOKUP(29,AN342:BC386,5,FALSE),IF(AND(AR2=1,AD35=AO371),VLOOKUP(30,AN342:BC386,5,FALSE),IF(AND(AR2=1,AD35=AO372),VLOOKUP(31,AN342:BC386,5,FALSE),IF(AND(AR2=1,AD35=AO373),VLOOKUP(32,AN342:BC386,5,FALSE),IF(AND(AR2=1,AD35=AO374),VLOOKUP(33,AN342:BC386,5,FALSE),IF(AND(AR2=1,AD35=AO375),VLOOKUP(34,AN342:BC386,5,FALSE),IF(AND(AR2=1,AD35=AO376),VLOOKUP(35,AN342:BC386,5,FALSE),IF(AND(AR2=1,AD35=AO377),VLOOKUP(36,AN342:BC386,5,FALSE),IF(AND(AR2=1,AD35=AO378),VLOOKUP(37,AN342:BC386,5,FALSE),IF(AND(AR2=1,AD35=AO379),VLOOKUP(38,AN342:BC386,5,FALSE),IF(AND(AR2=1,AD35=AO380),VLOOKUP(39,AN342:BC386,5,FALSE),IF(AND(AR2=1,AD35=AO381),VLOOKUP(40,AN342:BC386,5,FALSE),IF(AND(AR2=1,AD35=AO382),VLOOKUP(41,AN342:BC386,5,FALSE),IF(AND(AR2=1,AD35=AO383),VLOOKUP(42,AN342:BC386,5,FALSE),IF(AND(AR2=1,AD35=AO384),VLOOKUP(43,AN342:BC386,5,FALSE),IF(AND(AR2=1,AD35=AO385),VLOOKUP(44,AN342:BC386,5,FALSE),IF(AND(AR2=1,AD35=AO386),VLOOKUP(45,AN342:BC386,5,FALSE))))))))))))))))))))))))))))))))))))))))))))))","v":7.0069999999999997},"cm2","Section Area",{"$f":"IF(AND(AR2=2,AD35=AO443),VLOOKUP(1,AN443:AW474,7,FALSE),IF(AND(AR2=2,AD35=AO444),VLOOKUP(2,AN443:AW474,7,FALSE),IF(AND(AR2=2,AD35=AO445),VLOOKUP(3,AN443:AW474,7,FALSE),IF(AND(AR2=2,AD35=AO446),VLOOKUP(4,AN443:AW474,7,FALSE),IF(AND(AR2=2,AD35=AO447),VLOOKUP(5,AN443:AW474,7,FALSE),IF(AND(AR2=2,AD35=AO448),VLOOKUP(6,AN443:AW474,7,FALSE),IF(AND(AR2=2,AD35=AO449),VLOOKUP(7,AN443:AW474,7,FALSE),IF(AND(AR2=2,AD35=AO450),VLOOKUP(8,AN443:AW474,7,FALSE),IF(AND(AR2=2,AD35=AO451),VLOOKUP(9,AN443:AW474,7,FALSE),IF(AND(AR2=2,AD35=AO452),VLOOKUP(10,AN443:AW474,7,FALSE),IF(AND(AR2=2,AD35=AO453),VLOOKUP(11,AN443:AW474,7,FALSE),IF(AND(AR2=2,AD35=AO454),VLOOKUP(12,AN443:AW474,7,FALSE),IF(AND(AR2=2,AD35=AO455),VLOOKUP(13,AN443:AW474,7,FALSE),IF(AND(AR2=2,AD35=AO456),VLOOKUP(14,AN443:AW474,7,FALSE),IF(AND(AR2=2,AD35=AO457),VLOOKUP(15,AN443:AW474,7,FALSE),IF(AND(AR2=2,AD35=AO458),VLOOKUP(16,AN443:AW474,7,FALSE),IF(AND(AR2=2,AD35=AO459),VLOOKUP(17,AN443:AW474,7,FALSE),IF(AND(AR2=2,AD35=AO460),VLOOKUP(18,AN443:AW474,7,FALSE),IF(AND(AR2=2,AD35=AO461),VLOOKUP(19,AN443:AW474,7,FALSE),IF(AND(AR2=2,AD35=AO462),VLOOKUP(20,AN443:AW474,7,FALSE),IF(AND(AR2=2,AD35=AO463),VLOOKUP(21,AN443:AW474,7,FALSE),IF(AND(AR2=2,AD35=AO464),VLOOKUP(22,AN443:AW474,7,FALSE),IF(AND(AR2=2,AD35=AO465),VLOOKUP(23,AN443:AW474,7,FALSE),IF(AND(AR2=2,AD35=AO466),VLOOKUP(24,AN443:AW474,7,FALSE),IF(AND(AR2=2,AD35=AO467),VLOOKUP(25,AN443:AW474,7,FALSE),IF(AND(AR2=2,AD35=AO468),VLOOKUP(26,AN443:AW474,7,FALSE),IF(AND(AR2=2,AD35=AO469),VLOOKUP(27,AN443:AW474,7,FALSE),IF(AND(AR2=2,AD35=AO470),VLOOKUP(28,AN443:AW474,7,FALSE),IF(AND(AR2=2,AD35=AO471),VLOOKUP(29,AN443:AW474,7,FALSE),IF(AND(AR2=2,AD35=AO472),VLOOKUP(30,AN443:AW474,7,FALSE),IF(AND(AR2=2,AD35=AO473),VLOOKUP(31,AN443:AW474,7,FALSE),IF(AND(AR2=2,AD35=AO474),VLOOKUP(32,AN443:AW474,7,FALSE)))))))))))))))))))))))))))))))))","v":false},"cm2","Section Area",{"$f":"IF(AND(AR2=3,AD35=AO402),VLOOKUP(1,AN402:AZ427,7,FALSE),IF(AND(AR2=3,AD35=AO403),VLOOKUP(2,AN402:AZ427,7,FALSE),IF(AND(AR2=3,AD35=AO404),VLOOKUP(3,AN402:AZ427,7,FALSE),IF(AND(AR2=3,AD35=AO405),VLOOKUP(4,AN402:AZ427,7,FALSE),IF(AND(AR2=3,AD35=AO406),VLOOKUP(5,AN402:AZ427,7,FALSE),IF(AND(AR2=3,AD35=AO407),VLOOKUP(6,AN402:AZ427,7,FALSE),IF(AND(AR2=3,AD35=AO408),VLOOKUP(7,AN402:AZ427,7,FALSE),IF(AND(AR2=3,AD35=AO409),VLOOKUP(8,AN402:AZ427,7,FALSE),IF(AND(AR2=3,AD35=AO410),VLOOKUP(9,AN402:AZ427,7,FALSE),IF(AND(AR2=3,AD35=AO411),VLOOKUP(10,AN402:AZ427,7,FALSE),IF(AND(AR2=3,AD35=AO412),VLOOKUP(11,AN402:AZ427,7,FALSE),IF(AND(AR2=3,AD35=AO413),VLOOKUP(12,AN402:AZ427,7,FALSE),IF(AND(AR2=3,AD35=AO414),VLOOKUP(13,AN402:AZ427,7,FALSE),IF(AND(AR2=3,AD35=AO415),VLOOKUP(14,AN402:AZ427,7,FALSE),IF(AND(AR2=3,AD35=AO416),VLOOKUP(15,AN402:AZ427,7,FALSE),IF(AND(AR2=3,AD35=AO417),VLOOKUP(16,AN402:AZ427,7,FALSE),IF(AND(AR2=3,AD35=AO418),VLOOKUP(17,AN402:AZ427,7,FALSE),IF(AND(AR2=3,AD35=AO419),VLOOKUP(18,AN402:AZ427,7,FALSE),IF(AND(AR2=3,AD35=AO420),VLOOKUP(19,AN402:AZ427,7,FALSE),IF(AND(AR2=3,AD35=AO421),VLOOKUP(20,AN402:AZ427,7,FALSE),IF(AND(AR2=3,AD35=AO422),VLOOKUP(21,AN402:AZ427,7,FALSE),IF(AND(AR2=3,AD35=AO423),VLOOKUP(22,AN402:AZ427,7,FALSE),IF(AND(AR2=3,AD35=AO424),VLOOKUP(23,AN402:AZ427,7,FALSE),IF(AND(AR2=3,AD35=AO425),VLOOKUP(24,AN402:AZ427,7,FALSE),IF(AND(AR2=3,AD35=AO426),VLOOKUP(25,AN402:AZ427,7,FALSE),IF(AND(AR2=3,AD35=AO427),VLOOKUP(26,AN402:AZ427,7,FALSE)))))))))))))))))))))))))))","v":false},"cm2","Section Area",{"$f":"IF(AND(AR2=4,AD35=AO157),VLOOKUP(1,AN157:BG202,7,FALSE),IF(AND(AR2=4,AD35=AO158),VLOOKUP(2,AN157:BG202,7,FALSE),IF(AND(AR2=4,AD35=AO159),VLOOKUP(3,AN157:BG202,7,FALSE),IF(AND(AR2=4,AD35=AO160),VLOOKUP(4,AN157:BG202,7,FALSE),IF(AND(AR2=4,AD35=AO161),VLOOKUP(5,AN157:BG202,7,FALSE),IF(AND(AR2=4,AD35=AO162),VLOOKUP(6,AN157:BG202,7,FALSE),IF(AND(AR2=4,AD35=AO163),VLOOKUP(7,AN157:BG202,7,FALSE),IF(AND(AR2=4,AD35=AO164),VLOOKUP(8,AN157:BG202,7,FALSE),IF(AND(AR2=4,AD35=AO165),VLOOKUP(9,AN157:BG202,7,FALSE),IF(AND(AR2=4,AD35=AO166),VLOOKUP(10,AN157:BG202,7,FALSE),IF(AND(AR2=4,AD35=AO167),VLOOKUP(11,AN157:BG202,7,FALSE),IF(AND(AR2=4,AD35=AO168),VLOOKUP(12,AN157:BG202,7,FALSE),IF(AND(AR2=4,AD35=AO169),VLOOKUP(13,AN157:BG202,7,FALSE),IF(AND(AR2=4,AD35=AO170),VLOOKUP(14,AN157:BG202,7,FALSE),IF(AND(AR2=4,AD35=AO171),VLOOKUP(15,AN157:BG202,7,FALSE),IF(AND(AR2=4,AD35=AO172),VLOOKUP(16,AN157:BG202,7,FALSE),IF(AND(AR2=4,AD35=AO173),VLOOKUP(17,AN157:BG202,7,FALSE),IF(AND(AR2=4,AD35=AO174),VLOOKUP(18,AN157:BG202,7,FALSE),IF(AND(AR2=4,AD35=AO175),VLOOKUP(19,AN157:BG202,7,FALSE),IF(AND(AR2=4,AD35=AO176),VLOOKUP(20,AN157:BG202,7,FALSE),IF(AND(AR2=4,AD35=AO177),VLOOKUP(21,AN157:BG202,7,FALSE),IF(AND(AR2=4,AD35=AO178),VLOOKUP(22,AN157:BG202,7,FALSE),IF(AND(AR2=4,AD35=AO179),VLOOKUP(23,AN157:BG202,7,FALSE),IF(AND(AR2=4,AD35=AO180),VLOOKUP(24,AN157:BG202,7,FALSE),IF(AND(AR2=4,AD35=AO181),VLOOKUP(25,AN157:BG202,7,FALSE),IF(AND(AR2=4,AD35=AO182),VLOOKUP(26,AN157:BG202,7,FALSE),IF(AND(AR2=4,AD35=AO183),VLOOKUP(27,AN157:BG202,7,FALSE),IF(AND(AR2=4,AD35=AO184),VLOOKUP(28,AN157:BG202,7,FALSE),IF(AND(AR2=4,AD35=AO185),VLOOKUP(29,AN157:BG202,7,FALSE),IF(AND(AR2=4,AD35=AO186),VLOOKUP(30,AN157:BG202,7,FALSE),IF(AND(AR2=4,AD35=AO187),VLOOKUP(31,AN157:BG202,7,FALSE),IF(AND(AR2=4,AD35=AO188),VLOOKUP(32,AN157:BG202,7,FALSE),IF(AND(AR2=4,AD35=AO189),VLOOKUP(33,AN157:BG202,7,FALSE),IF(AND(AR2=4,AD35=AO190),VLOOKUP(34,AN157:BG202,7,FALSE),IF(AND(AR2=4,AD35=AO191),VLOOKUP(35,AN157:BG202,7,FALSE),IF(AND(AR2=4,AD35=AO192),VLOOKUP(36,AN157:BG202,7,FALSE),IF(AND(AR2=4,AD35=AO193),VLOOKUP(37,AN157:BG202,7,FALSE),IF(AND(AR2=4,AD35=AO194),VLOOKUP(38,AN157:BG202,7,FALSE),IF(AND(AR2=4,AD35=AO195),VLOOKUP(39,AN157:BG202,7,FALSE),IF(AND(AR2=4,AD35=AO196),VLOOKUP(40,AN157:BG202,7,FALSE),IF(AND(AR2=4,AD35=AO197),VLOOKUP(41,AN157:BG202,7,FALSE),IF(AND(AR2=4,AD35=AO198),VLOOKUP(42,AN157:BG202,7,FALSE),IF(AND(AR2=4,AD35=AO199),VLOOKUP(43,AN157:BG202,7,FALSE),IF(AND(AR2=4,AD35=AO200),VLOOKUP(44,AN157:BG202,7,FALSE),IF(AND(AR2=4,AD35=AO201),VLOOKUP(45,AN157:BG202,7,FALSE),IF(AND(AR2=4,AD35=AO202),VLOOKUP(46,AN157:BG202,7,FALSE)))))))))))))))))))))))))))))))))))))))))))))))","v":false},"cm2","Section Area",{"$f":"IF(AND(AR2=5,AD35=AO126),VLOOKUP(1,AN126:BD141,8,FALSE),IF(AND(AR2=5,AD35=AO127),VLOOKUP(2,AN126:BD141,8,FALSE),IF(AND(AR2=5,AD35=AO128),VLOOKUP(3,AN126:BD141,8,FALSE),IF(AND(AR2=5,AD35=AO129),VLOOKUP(4,AN126:BD141,8,FALSE),IF(AND(AR2=5,AD35=AO130),VLOOKUP(5,AN126:BD141,8,FALSE),IF(AND(AR2=5,AD35=AO131),VLOOKUP(6,AN126:BD141,8,FALSE),IF(AND(AR2=5,AD35=AO132),VLOOKUP(7,AN126:BD141,8,FALSE),IF(AND(AR2=5,AD35=AO133),VLOOKUP(8,AN126:BD141,8,FALSE),IF(AND(AR2=5,AD35=AO134),VLOOKUP(9,AN126:BD141,8,FALSE),IF(AND(AR2=5,AD35=AO135),VLOOKUP(10,AN126:BD141,8,FALSE),IF(AND(AR2=5,AD35=AO136),VLOOKUP(11,AN126:BD141,8,FALSE),IF(AND(AR2=5,AD35=AO137),VLOOKUP(12,AN126:BD141,8,FALSE),IF(AND(AR2=5,AD35=AO138),VLOOKUP(13,AN126:BD141,8,FALSE),IF(AND(AR2=5,AD35=AO139),VLOOKUP(14,AN126:BD141,8,FALSE),IF(AND(AR2=5,AD35=AO140),VLOOKUP(15,AN126:BD141,8,FALSE),IF(AND(AR2=5,AD35=AO141),VLOOKUP(16,AN126:BD141,8,FALSE)))))))))))))))))","v":false},"cm2","Section Area",{"$f":"IF(AND(AR2=6,AD35=AO218),VLOOKUP(1,AN218:BQ290,16,FALSE),IF(AND(AR2=6,AD35=AO219),VLOOKUP(2,AN218:BQ290,16,FALSE),IF(AND(AR2=6,AD35=AO220),VLOOKUP(3,AN218:BQ290,16,FALSE),IF(AND(AR2=6,AD35=AO221),VLOOKUP(4,AN218:BQ290,16,FALSE),IF(AND(AR2=6,AD35=AO222),VLOOKUP(5,AN218:BQ290,16,FALSE),IF(AND(AR2=6,AD35=AO223),VLOOKUP(6,AN218:BQ290,16,FALSE),IF(AND(AR2=6,AD35=AO224),VLOOKUP(7,AN218:BQ290,16,FALSE),IF(AND(AR2=6,AD35=AO225),VLOOKUP(8,AN218:BQ290,16,FALSE),IF(AND(AR2=6,AD35=AO226),VLOOKUP(9,AN218:BQ290,16,FALSE),IF(AND(AR2=6,AD35=AO227),VLOOKUP(10,AN218:BQ290,16,FALSE),IF(AND(AR2=6,AD35=AO228),VLOOKUP(11,AN218:BQ290,16,FALSE),IF(AND(AR2=6,AD35=AO229),VLOOKUP(12,AN218:BQ290,16,FALSE),IF(AND(AR2=6,AD35=AO230),VLOOKUP(13,AN218:BQ290,16,FALSE),IF(AND(AR2=6,AD35=AO231),VLOOKUP(14,AN218:BQ290,16,FALSE),IF(AND(AR2=6,AD35=AO232),VLOOKUP(15,AN218:BQ290,16,FALSE),IF(AND(AR2=6,AD35=AO233),VLOOKUP(16,AN218:BQ290,16,FALSE),IF(AND(AR2=6,AD35=AO234),VLOOKUP(17,AN218:BQ290,16,FALSE),IF(AND(AR2=6,AD35=AO235),VLOOKUP(18,AN218:BQ290,16,FALSE),IF(AND(AR2=6,AD35=AO236),VLOOKUP(19,AN218:BQ290,16,FALSE),IF(AND(AR2=6,AD35=AO237),VLOOKUP(20,AN218:BQ290,16,FALSE),IF(AND(AR2=6,AD35=AO238),VLOOKUP(21,AN218:BQ290,16,FALSE),IF(AND(AR2=6,AD35=AO239),VLOOKUP(22,AN218:BQ290,16,FALSE),IF(AND(AR2=6,AD35=AO240),VLOOKUP(23,AN218:BQ290,16,FALSE),IF(AND(AR2=6,AD35=AO241),VLOOKUP(24,AN218:BQ290,16,FALSE),IF(AND(AR2=6,AD35=AO242),VLOOKUP(25,AN218:BQ290,16,FALSE),IF(AND(AR2=6,AD35=AO243),VLOOKUP(26,AN218:BQ290,16,FALSE),IF(AND(AR2=6,AD35=AO244),VLOOKUP(27,AN218:BQ290,16,FALSE),IF(AND(AR2=6,AD35=AO245),VLOOKUP(28,AN218:BQ290,16,FALSE),IF(AND(AR2=6,AD35=AO246),VLOOKUP(29,AN218:BQ290,16,FALSE),IF(AND(AR2=6,AD35=AO247),VLOOKUP(30,AN218:BQ290,16,FALSE),IF(AND(AR2=6,AD35=AO248),VLOOKUP(31,AN218:BQ290,16,FALSE),IF(AND(AR2=6,AD35=AO249),VLOOKUP(32,AN218:BQ290,16,FALSE),IF(AND(AR2=6,AD35=AO250),VLOOKUP(33,AN218:BQ290,16,FALSE),IF(AND(AR2=6,AD35=AO251),VLOOKUP(34,AN218:BQ290,16,FALSE),IF(AND(AR2=6,AD35=AO252),VLOOKUP(35,AN218:BQ290,16,FALSE),IF(AND(AR2=6,AD35=AO253),VLOOKUP(36,AN218:BQ290,16,FALSE),IF(AND(AR2=6,AD35=AO254),VLOOKUP(37,AN218:BQ290,16,FALSE),IF(AND(AR2=6,AD35=AO255),VLOOKUP(38,AN218:BQ290,16,FALSE),IF(AND(AR2=6,AD35=AO256),VLOOKUP(39,AN218:BQ290,16,FALSE),IF(AND(AR2=6,AD35=AO257),VLOOKUP(40,AN218:BQ290,16,FALSE),IF(AND(AR2=6,AD35=AO258),VLOOKUP(41,AN218:BQ290,16,FALSE),IF(AND(AR2=6,AD35=AO259),VLOOKUP(42,AN218:BQ290,16,FALSE),IF(AND(AR2=6,AD35=AO260),VLOOKUP(43,AN218:BQ290,16,FALSE),IF(AND(AR2=6,AD35=AO261),VLOOKUP(44,AN218:BQ290,16,FALSE),IF(AND(AR2=6,AD35=AO262),VLOOKUP(45,AN218:BQ290,16,FALSE),IF(AND(AR2=6,AD35=AO263),VLOOKUP(46,AN218:BQ290,16,FALSE),IF(AND(AR2=6,AD35=AO264),VLOOKUP(47,AN218:BQ290,16,FALSE),IF(AND(AR2=6,AD35=AO265),VLOOKUP(48,AN218:BQ290,16,FALSE),IF(AND(AR2=6,AD35=AO266),VLOOKUP(49,AN218:BQ290,16,FALSE),IF(AND(AR2=6,AD35=AO267),VLOOKUP(50,AN218:BQ290,16,FALSE),IF(AND(AR2=6,AD35=AO268),VLOOKUP(51,AN218:BQ290,16,FALSE),IF(AND(AR2=6,AD35=AO269),VLOOKUP(52,AN218:BQ290,16,FALSE),IF(AND(AR2=6,AD35=AO270),VLOOKUP(53,AN218:BQ290,16,FALSE),IF(AND(AR2=6,AD35=AO271),VLOOKUP(54,AN218:BQ290,16,FALSE),IF(AND(AR2=6,AD35=AO272),VLOOKUP(55,AN218:BQ290,16,FALSE),IF(AND(AR2=6,AD35=AO273),VLOOKUP(56,AN218:BQ290,16,FALSE),IF(AND(AR2=6,AD35=AO274),VLOOKUP(57,AN218:BQ290,16,FALSE),IF(AND(AR2=6,AD35=AO275),VLOOKUP(58,AN218:BQ290,16,FALSE),IF(AND(AR2=6,AD35=AO276),VLOOKUP(59,AN218:BQ290,16,FALSE),IF(AND(AR2=6,AD35=AO277),VLOOKUP(60,AN218:BQ290,16,FALSE),IF(AND(AR2=6,AD35=AO278),VLOOKUP(61,AN218:BQ290,16,FALSE),IF(AND(AR2=6,AD35=AO279),VLOOKUP(62,AN218:BQ290,16,FALSE),IF(AND(AR2=6,AD35=AO280),VLOOKUP(63,AN218:BQ290,16,FALSE),IF(AND(AR2=6,AD35=AO281),VLOOKUP(64,AN218:BQ290,16,FALSE)))))))))))))))))))))))))))))))))))))))))))))))))))))))))))))))))","v":false},"cm2","Section Area",{"$f":"IF(AND(AR2=7,AD35=AO308),VLOOKUP(1,AN308:BB327,8,FALSE),IF(AND(AR2=7,AD35=AO309),VLOOKUP(2,AN308:BB327,8,FALSE),IF(AND(AR2=7,AD35=AO310),VLOOKUP(3,AN308:BB327,8,FALSE),IF(AND(AR2=7,AD35=AO311),VLOOKUP(4,AN308:BB327,8,FALSE),IF(AND(AR2=7,AD35=AO312),VLOOKUP(5,AN308:BB327,8,FALSE),IF(AND(AR2=7,AD35=AO313),VLOOKUP(6,AN308:BB327,8,FALSE),IF(AND(AR2=7,AD35=AO314),VLOOKUP(7,AN308:BB327,8,FALSE),IF(AND(AR2=7,AD35=AO315),VLOOKUP(8,AN308:BB327,8,FALSE),IF(AND(AR2=7,AD35=AO316),VLOOKUP(9,AN308:BB327,8,FALSE),IF(AND(AR2=7,AD35=AO317),VLOOKUP(10,AN308:BB327,8,FALSE),IF(AND(AR2=7,AD35=AO318),VLOOKUP(11,AN308:BB327,8,FALSE),IF(AND(AR2=7,AD35=AO319),VLOOKUP(12,AN308:BB327,8,FALSE),IF(AND(AR2=7,AD35=AO320),VLOOKUP(13,AN308:BB327,8,FALSE),IF(AND(AR2=7,AD35=AO321),VLOOKUP(14,AN308:BB327,8,FALSE),IF(AND(AR2=7,AD35=AO322),VLOOKUP(15,AN308:BB327,8,FALSE),IF(AND(AR2=7,AD35=AO323),VLOOKUP(16,AN308:BB327,8,FALSE),IF(AND(AR2=7,AD35=AO324),VLOOKUP(17,AN308:BB327,8,FALSE),IF(AND(AR2=7,AD35=AO325),VLOOKUP(18,AN308:BB327,8,FALSE),IF(AND(AR2=7,AD35=AO326),VLOOKUP(19,AN308:BB327,8,FALSE),IF(AND(AR2=7,AD35=AO327),VLOOKUP(20,AN308:BB327,8,FALSE)))))))))))))))))))))","v":false},"cm2","Section Area",{"$f":"IF(AND(AR2=8,AD35=AO1062),VLOOKUP(1,AN1062:BG1074,7,FALSE),IF(AND(AR2=8,AD35=AO1063),VLOOKUP(2,AN1062:BG1074,7,FALSE),IF(AND(AR2=8,AD35=AO1064),VLOOKUP(3,AN1062:BG1074,7,FALSE),IF(AND(AR2=8,AD35=AO1065),VLOOKUP(4,AN1062:BG1074,7,FALSE),IF(AND(AR2=8,AD35=AO1066),VLOOKUP(5,AN1062:BG1074,7,FALSE),IF(AND(AR2=8,AD35=AO1067),VLOOKUP(6,AN1062:BG1074,7,FALSE),IF(AND(AR2=8,AD35=AO1068),VLOOKUP(7,AN1062:BG1074,7,FALSE),IF(AND(AR2=8,AD35=AO1069),VLOOKUP(8,AN1062:BG1074,7,FALSE),IF(AND(AR2=8,AD35=AO1070),VLOOKUP(9,AN1062:BG1074,7,FALSE),IF(AND(AR2=8,AD35=AO1071),VLOOKUP(10,AN1062:BG1074,7,FALSE),IF(AND(AR2=8,AD35=AO1072),VLOOKUP(11,AN1062:BG1074,7,FALSE),IF(AND(AR2=8,AD35=AO1073),VLOOKUP(12,AN1062:BG1074,7,FALSE),IF(AND(AR2=8,AD35=AO1074),VLOOKUP(13,AN1062:BG1074,7,FALSE))))))))))))))","v":false},"cm2"]
[null,"Calculate & Design",null,null,null,null,null,null,null,null,null,null,null,null,null,null,null,null,null,null,null,null,null,null,null,"Steel property",null,null,null,null,null,null,null,null,null,null,null,null,null,null,null,null,null,"Unit Weight",{"$f":"IF(AND(AR2=1,AD35=AO342),VLOOKUP(1,AN342:BC386,6,FALSE),IF(AND(AR2=1,AD35=AO343),VLOOKUP(2,AN342:BC386,6,FALSE),IF(AND(AR2=1,AD35=AO344),VLOOKUP(3,AN342:BC386,6,FALSE),IF(AND(AR2=1,AD35=AO345),VLOOKUP(4,AN342:BC386,6,FALSE),IF(AND(AR2=1,AD35=AO346),VLOOKUP(5,AN342:BC386,6,FALSE),IF(AND(AR2=1,AD35=AO347),VLOOKUP(6,AN342:BC386,6,FALSE),IF(AND(AR2=1,AD35=AO348),VLOOKUP(7,AN342:BC386,6,FALSE),IF(AND(AR2=1,AD35=AO349),VLOOKUP(8,AN342:BC386,6,FALSE),IF(AND(AR2=1,AD35=AO350),VLOOKUP(9,AN342:BC386,6,FALSE),IF(AND(AR2=1,AD35=AO351),VLOOKUP(10,AN342:BC386,6,FALSE),IF(AND(AR2=1,AD35=AO352),VLOOKUP(11,AN342:BC386,6,FALSE),IF(AND(AR2=1,AD35=AO353),VLOOKUP(12,AN342:BC386,6,FALSE),IF(AND(AR2=1,AD35=AO354),VLOOKUP(13,AN342:BC386,6,FALSE),IF(AND(AR2=1,AD35=AO355),VLOOKUP(14,AN342:BC386,6,FALSE),IF(AND(AR2=1,AD35=AO356),VLOOKUP(15,AN342:BC386,6,FALSE),IF(AND(AR2=1,AD35=AO357),VLOOKUP(16,AN342:BC386,6,FALSE),IF(AND(AR2=1,AD35=AO358),VLOOKUP(17,AN342:BC386,6,FALSE),IF(AND(AR2=1,AD35=AO359),VLOOKUP(18,AN342:BC386,6,FALSE),IF(AND(AR2=1,AD35=AO360),VLOOKUP(19,AN342:BC386,6,FALSE),IF(AND(AR2=1,AD35=AO361),VLOOKUP(20,AN342:BC386,6,FALSE),IF(AND(AR2=1,AD35=AO362),VLOOKUP(21,AN342:BC386,6,FALSE),IF(AND(AR2=1,AD35=AO363),VLOOKUP(22,AN342:BC386,6,FALSE),IF(AND(AR2=1,AD35=AO364),VLOOKUP(23,AN342:BC386,6,FALSE),IF(AND(AR2=1,AD35=AO365),VLOOKUP(24,AN342:BC386,6,FALSE),IF(AND(AR2=1,AD35=AO366),VLOOKUP(25,AN342:BC386,6,FALSE),IF(AND(AR2=1,AD35=AO367),VLOOKUP(26,AN342:BC386,6,FALSE),IF(AND(AR2=1,AD35=AO368),VLOOKUP(27,AN342:BC386,6,FALSE),IF(AND(AR2=1,AD35=AO369),VLOOKUP(28,AN342:BC386,6,FALSE),IF(AND(AR2=1,AD35=AO370),VLOOKUP(29,AN342:BC386,6,FALSE),IF(AND(AR2=1,AD35=AO371),VLOOKUP(30,AN342:BC386,6,FALSE),IF(AND(AR2=1,AD35=AO372),VLOOKUP(31,AN342:BC386,6,FALSE),IF(AND(AR2=1,AD35=AO373),VLOOKUP(32,AN342:BC386,6,FALSE),IF(AND(AR2=1,AD35=AO374),VLOOKUP(33,AN342:BC386,6,FALSE),IF(AND(AR2=1,AD35=AO375),VLOOKUP(34,AN342:BC386,6,FALSE),IF(AND(AR2=1,AD35=AO376),VLOOKUP(35,AN342:BC386,6,FALSE),IF(AND(AR2=1,AD35=AO377),VLOOKUP(36,AN342:BC386,6,FALSE),IF(AND(AR2=1,AD35=AO378),VLOOKUP(37,AN342:BC386,6,FALSE),IF(AND(AR2=1,AD35=AO379),VLOOKUP(38,AN342:BC386,6,FALSE),IF(AND(AR2=1,AD35=AO380),VLOOKUP(39,AN342:BC386,6,FALSE),IF(AND(AR2=1,AD35=AO381),VLOOKUP(40,AN342:BC386,6,FALSE),IF(AND(AR2=1,AD35=AO382),VLOOKUP(41,AN342:BC386,6,FALSE),IF(AND(AR2=1,AD35=AO383),VLOOKUP(42,AN342:BC386,6,FALSE),IF(AND(AR2=1,AD35=AO384),VLOOKUP(43,AN342:BC386,6,FALSE),IF(AND(AR2=1,AD35=AO385),VLOOKUP(44,AN342:BC386,6,FALSE),IF(AND(AR2=1,AD35=AO386),VLOOKUP(45,AN342:BC386,6,FALSE))))))))))))))))))))))))))))))))))))))))))))))","v":5.5},"kg./m.","Unit Weight",{"$f":"IF(AND(AR2=2,AD35=AO443),VLOOKUP(1,AN443:AW474,6,FALSE),IF(AND(AR2=2,AD35=AO444),VLOOKUP(2,AN443:AW474,6,FALSE),IF(AND(AR2=2,AD35=AO445),VLOOKUP(3,AN443:AW474,6,FALSE),IF(AND(AR2=2,AD35=AO446),VLOOKUP(4,AN443:AW474,6,FALSE),IF(AND(AR2=2,AD35=AO447),VLOOKUP(5,AN443:AW474,6,FALSE),IF(AND(AR2=2,AD35=AO448),VLOOKUP(6,AN443:AW474,6,FALSE),IF(AND(AR2=2,AD35=AO449),VLOOKUP(7,AN443:AW474,6,FALSE),IF(AND(AR2=2,AD35=AO450),VLOOKUP(8,AN443:AW474,6,FALSE),IF(AND(AR2=2,AD35=AO451),VLOOKUP(9,AN443:AW474,6,FALSE),IF(AND(AR2=2,AD35=AO452),VLOOKUP(10,AN443:AW474,6,FALSE),IF(AND(AR2=2,AD35=AO453),VLOOKUP(11,AN443:AW474,6,FALSE),IF(AND(AR2=2,AD35=AO454),VLOOKUP(12,AN443:AW474,6,FALSE),IF(AND(AR2=2,AD35=AO455),VLOOKUP(13,AN443:AW474,6,FALSE),IF(AND(AR2=2,AD35=AO456),VLOOKUP(14,AN443:AW474,6,FALSE),IF(AND(AR2=2,AD35=AO457),VLOOKUP(15,AN443:AW474,6,FALSE),IF(AND(AR2=2,AD35=AO458),VLOOKUP(16,AN443:AW474,6,FALSE),IF(AND(AR2=2,AD35=AO459),VLOOKUP(17,AN443:AW474,6,FALSE),IF(AND(AR2=2,AD35=AO460),VLOOKUP(18,AN443:AW474,6,FALSE),IF(AND(AR2=2,AD35=AO461),VLOOKUP(19,AN443:AW474,6,FALSE),IF(AND(AR2=2,AD35=AO462),VLOOKUP(20,AN443:AW474,6,FALSE),IF(AND(AR2=2,AD35=AO463),VLOOKUP(21,AN443:AW474,6,FALSE),IF(AND(AR2=2,AD35=AO464),VLOOKUP(22,AN443:AW474,6,FALSE),IF(AND(AR2=2,AD35=AO465),VLOOKUP(23,AN443:AW474,6,FALSE),IF(AND(AR2=2,AD35=AO466),VLOOKUP(24,AN443:AW474,6,FALSE),IF(AND(AR2=2,AD35=AO467),VLOOKUP(25,AN443:AW474,6,FALSE),IF(AND(AR2=2,AD35=AO468),VLOOKUP(26,AN443:AW474,6,FALSE),IF(AND(AR2=2,AD35=AO469),VLOOKUP(27,AN443:AW474,6,FALSE),IF(AND(AR2=2,AD35=AO470),VLOOKUP(28,AN443:AW474,6,FALSE),IF(AND(AR2=2,AD35=AO471),VLOOKUP(29,AN443:AW474,6,FALSE),IF(AND(AR2=2,AD35=AO472),VLOOKUP(30,AN443:AW474,6,FALSE),IF(AND(AR2=2,AD35=AO473),VLOOKUP(31,AN443:AW474,6,FALSE),IF(AND(AR2=2,AD35=AO474),VLOOKUP(32,AN443:AW474,6,FALSE)))))))))))))))))))))))))))))))))","v":false},"kg./m.","Unit Weight",{"$f":"IF(AND(AR2=3,AD35=AO402),VLOOKUP(1,AN402:AZ427,6,FALSE),IF(AND(AR2=3,AD35=AO403),VLOOKUP(2,AN402:AZ427,6,FALSE),IF(AND(AR2=3,AD35=AO404),VLOOKUP(3,AN402:AZ427,6,FALSE),IF(AND(AR2=3,AD35=AO405),VLOOKUP(4,AN402:AZ427,6,FALSE),IF(AND(AR2=3,AD35=AO406),VLOOKUP(5,AN402:AZ427,6,FALSE),IF(AND(AR2=3,AD35=AO407),VLOOKUP(6,AN402:AZ427,6,FALSE),IF(AND(AR2=3,AD35=AO408),VLOOKUP(7,AN402:AZ427,6,FALSE),IF(AND(AR2=3,AD35=AO409),VLOOKUP(8,AN402:AZ427,6,FALSE),IF(AND(AR2=3,AD35=AO410),VLOOKUP(9,AN402:AZ427,6,FALSE),IF(AND(AR2=3,AD35=AO411),VLOOKUP(10,AN402:AZ427,6,FALSE),IF(AND(AR2=3,AD35=AO412),VLOOKUP(11,AN402:AZ427,6,FALSE),IF(AND(AR2=3,AD35=AO413),VLOOKUP(12,AN402:AZ427,6,FALSE),IF(AND(AR2=3,AD35=AO414),VLOOKUP(13,AN402:AZ427,6,FALSE),IF(AND(AR2=3,AD35=AO415),VLOOKUP(14,AN402:AZ427,6,FALSE),IF(AND(AR2=3,AD35=AO416),VLOOKUP(15,AN402:AZ427,6,FALSE),IF(AND(AR2=3,AD35=AO417),VLOOKUP(16,AN402:AZ427,6,FALSE),IF(AND(AR2=3,AD35=AO418),VLOOKUP(17,AN402:AZ427,6,FALSE),IF(AND(AR2=3,AD35=AO419),VLOOKUP(18,AN402:AZ427,6,FALSE),IF(AND(AR2=3,AD35=AO420),VLOOKUP(19,AN402:AZ427,6,FALSE),IF(AND(AR2=3,AD35=AO421),VLOOKUP(20,AN402:AZ427,6,FALSE),IF(AND(AR2=3,AD35=AO422),VLOOKUP(21,AN402:AZ427,6,FALSE),IF(AND(AR2=3,AD35=AO423),VLOOKUP(22,AN402:AZ427,6,FALSE),IF(AND(AR2=3,AD35=AO424),VLOOKUP(23,AN402:AZ427,6,FALSE),IF(AND(AR2=3,AD35=AO425),VLOOKUP(24,AN402:AZ427,6,FALSE),IF(AND(AR2=3,AD35=AO426),VLOOKUP(25,AN402:AZ427,6,FALSE),IF(AND(AR2=3,AD35=AO427),VLOOKUP(26,AN402:AZ427,6,FALSE)))))))))))))))))))))))))))","v":false},"kg./m.","Unit Weight",{"$f":"IF(AND(AR2=4,AD35=AO157),VLOOKUP(1,AN157:BG202,8,FALSE),IF(AND(AR2=4,AD35=AO158),VLOOKUP(2,AN157:BG202,8,FALSE),IF(AND(AR2=4,AD35=AO159),VLOOKUP(3,AN157:BG202,8,FALSE),IF(AND(AR2=4,AD35=AO160),VLOOKUP(4,AN157:BG202,8,FALSE),IF(AND(AR2=4,AD35=AO161),VLOOKUP(5,AN157:BG202,8,FALSE),IF(AND(AR2=4,AD35=AO162),VLOOKUP(6,AN157:BG202,8,FALSE),IF(AND(AR2=4,AD35=AO163),VLOOKUP(7,AN157:BG202,8,FALSE),IF(AND(AR2=4,AD35=AO164),VLOOKUP(8,AN157:BG202,8,FALSE),IF(AND(AR2=4,AD35=AO165),VLOOKUP(9,AN157:BG202,8,FALSE),IF(AND(AR2=4,AD35=AO166),VLOOKUP(10,AN157:BG202,8,FALSE),IF(AND(AR2=4,AD35=AO167),VLOOKUP(11,AN157:BG202,8,FALSE),IF(AND(AR2=4,AD35=AO168),VLOOKUP(12,AN157:BG202,8,FALSE),IF(AND(AR2=4,AD35=AO169),VLOOKUP(13,AN157:BG202,8,FALSE),IF(AND(AR2=4,AD35=AO170),VLOOKUP(14,AN157:BG202,8,FALSE),IF(AND(AR2=4,AD35=AO171),VLOOKUP(15,AN157:BG202,8,FALSE),IF(AND(AR2=4,AD35=AO172),VLOOKUP(16,AN157:BG202,8,FALSE),IF(AND(AR2=4,AD35=AO173),VLOOKUP(17,AN157:BG202,8,FALSE),IF(AND(AR2=4,AD35=AO174),VLOOKUP(18,AN157:BG202,8,FALSE),IF(AND(AR2=4,AD35=AO175),VLOOKUP(19,AN157:BG202,8,FALSE),IF(AND(AR2=4,AD35=AO176),VLOOKUP(20,AN157:BG202,8,FALSE),IF(AND(AR2=4,AD35=AO177),VLOOKUP(21,AN157:BG202,8,FALSE),IF(AND(AR2=4,AD35=AO178),VLOOKUP(22,AN157:BG202,8,FALSE),IF(AND(AR2=4,AD35=AO179),VLOOKUP(23,AN157:BG202,8,FALSE),IF(AND(AR2=4,AD35=AO180),VLOOKUP(24,AN157:BG202,8,FALSE),IF(AND(AR2=4,AD35=AO181),VLOOKUP(25,AN157:BG202,8,FALSE),IF(AND(AR2=4,AD35=AO182),VLOOKUP(26,AN157:BG202,8,FALSE),IF(AND(AR2=4,AD35=AO183),VLOOKUP(27,AN157:BG202,8,FALSE),IF(AND(AR2=4,AD35=AO184),VLOOKUP(28,AN157:BG202,8,FALSE),IF(AND(AR2=4,AD35=AO185),VLOOKUP(29,AN157:BG202,8,FALSE),IF(AND(AR2=4,AD35=AO186),VLOOKUP(30,AN157:BG202,8,FALSE),IF(AND(AR2=4,AD35=AO187),VLOOKUP(31,AN157:BG202,8,FALSE),IF(AND(AR2=4,AD35=AO188),VLOOKUP(32,AN157:BG202,8,FALSE),IF(AND(AR2=4,AD35=AO189),VLOOKUP(33,AN157:BG202,8,FALSE),IF(AND(AR2=4,AD35=AO190),VLOOKUP(34,AN157:BG202,8,FALSE),IF(AND(AR2=4,AD35=AO191),VLOOKUP(35,AN157:BG202,8,FALSE),IF(AND(AR2=4,AD35=AO192),VLOOKUP(36,AN157:BG202,8,FALSE),IF(AND(AR2=4,AD35=AO193),VLOOKUP(37,AN157:BG202,8,FALSE),IF(AND(AR2=4,AD35=AO194),VLOOKUP(38,AN157:BG202,8,FALSE),IF(AND(AR2=4,AD35=AO195),VLOOKUP(39,AN157:BG202,8,FALSE),IF(AND(AR2=4,AD35=AO196),VLOOKUP(40,AN157:BG202,8,FALSE),IF(AND(AR2=4,AD35=AO197),VLOOKUP(41,AN157:BG202,8,FALSE),IF(AND(AR2=4,AD35=AO198),VLOOKUP(42,AN157:BG202,8,FALSE),IF(AND(AR2=4,AD35=AO199),VLOOKUP(43,AN157:BG202,8,FALSE),IF(AND(AR2=4,AD35=AO200),VLOOKUP(44,AN157:BG202,8,FALSE),IF(AND(AR2=4,AD35=AO201),VLOOKUP(45,AN157:BG202,8,FALSE),IF(AND(AR2=4,AD35=AO202),VLOOKUP(46,AN157:BG202,8,FALSE)))))))))))))))))))))))))))))))))))))))))))))))","v":false},"kg./m.","Unit Weight",{"$f":"IF(AND(AR2=5,AD35=AO126),VLOOKUP(1,AN126:BD141,9,FALSE),IF(AND(AR2=5,AD35=AO127),VLOOKUP(2,AN126:BD141,9,FALSE),IF(AND(AR2=5,AD35=AO128),VLOOKUP(3,AN126:BD141,9,FALSE),IF(AND(AR2=5,AD35=AO129),VLOOKUP(4,AN126:BD141,9,FALSE),IF(AND(AR2=5,AD35=AO130),VLOOKUP(5,AN126:BD141,9,FALSE),IF(AND(AR2=5,AD35=AO131),VLOOKUP(6,AN126:BD141,9,FALSE),IF(AND(AR2=5,AD35=AO132),VLOOKUP(7,AN126:BD141,9,FALSE),IF(AND(AR2=5,AD35=AO133),VLOOKUP(8,AN126:BD141,9,FALSE),IF(AND(AR2=5,AD35=AO134),VLOOKUP(9,AN126:BD141,9,FALSE),IF(AND(AR2=5,AD35=AO135),VLOOKUP(10,AN126:BD141,9,FALSE),IF(AND(AR2=5,AD35=AO136),VLOOKUP(11,AN126:BD141,9,FALSE),IF(AND(AR2=5,AD35=AO137),VLOOKUP(12,AN126:BD141,9,FALSE),IF(AND(AR2=5,AD35=AO138),VLOOKUP(13,AN126:BD141,9,FALSE),IF(AND(AR2=5,AD35=AO139),VLOOKUP(14,AN126:BD141,9,FALSE),IF(AND(AR2=5,AD35=AO140),VLOOKUP(15,AN126:BD141,9,FALSE),IF(AND(AR2=5,AD35=AO141),VLOOKUP(16,AN126:BD141,9,FALSE)))))))))))))))))","v":false},"kg./m.","Unit Weight",{"$f":"IF(AND(AR2=6,AD35=AO218),VLOOKUP(1,AN218:BQ290,4,FALSE),IF(AND(AR2=6,AD35=AO219),VLOOKUP(2,AN218:BQ290,4,FALSE),IF(AND(AR2=6,AD35=AO220),VLOOKUP(3,AN218:BQ290,4,FALSE),IF(AND(AR2=6,AD35=AO221),VLOOKUP(4,AN218:BQ290,4,FALSE),IF(AND(AR2=6,AD35=AO222),VLOOKUP(5,AN218:BQ290,4,FALSE),IF(AND(AR2=6,AD35=AO223),VLOOKUP(6,AN218:BQ290,4,FALSE),IF(AND(AR2=6,AD35=AO224),VLOOKUP(7,AN218:BQ290,4,FALSE),IF(AND(AR2=6,AD35=AO225),VLOOKUP(8,AN218:BQ290,4,FALSE),IF(AND(AR2=6,AD35=AO226),VLOOKUP(9,AN218:BQ290,4,FALSE),IF(AND(AR2=6,AD35=AO227),VLOOKUP(10,AN218:BQ290,4,FALSE),IF(AND(AR2=6,AD35=AO228),VLOOKUP(11,AN218:BQ290,4,FALSE),IF(AND(AR2=6,AD35=AO229),VLOOKUP(12,AN218:BQ290,4,FALSE),IF(AND(AR2=6,AD35=AO230),VLOOKUP(13,AN218:BQ290,4,FALSE),IF(AND(AR2=6,AD35=AO231),VLOOKUP(14,AN218:BQ290,4,FALSE),IF(AND(AR2=6,AD35=AO232),VLOOKUP(15,AN218:BQ290,4,FALSE),IF(AND(AR2=6,AD35=AO233),VLOOKUP(16,AN218:BQ290,4,FALSE),IF(AND(AR2=6,AD35=AO234),VLOOKUP(17,AN218:BQ290,4,FALSE),IF(AND(AR2=6,AD35=AO235),VLOOKUP(18,AN218:BQ290,4,FALSE),IF(AND(AR2=6,AD35=AO236),VLOOKUP(19,AN218:BQ290,4,FALSE),IF(AND(AR2=6,AD35=AO237),VLOOKUP(20,AN218:BQ290,4,FALSE),IF(AND(AR2=6,AD35=AO238),VLOOKUP(21,AN218:BQ290,4,FALSE),IF(AND(AR2=6,AD35=AO239),VLOOKUP(22,AN218:BQ290,4,FALSE),IF(AND(AR2=6,AD35=AO240),VLOOKUP(23,AN218:BQ290,4,FALSE),IF(AND(AR2=6,AD35=AO241),VLOOKUP(24,AN218:BQ290,4,FALSE),IF(AND(AR2=6,AD35=AO242),VLOOKUP(25,AN218:BQ290,4,FALSE),IF(AND(AR2=6,AD35=AO243),VLOOKUP(26,AN218:BQ290,4,FALSE),IF(AND(AR2=6,AD35=AO244),VLOOKUP(27,AN218:BQ290,4,FALSE),IF(AND(AR2=6,AD35=AO245),VLOOKUP(28,AN218:BQ290,4,FALSE),IF(AND(AR2=6,AD35=AO246),VLOOKUP(29,AN218:BQ290,4,FALSE),IF(AND(AR2=6,AD35=AO247),VLOOKUP(30,AN218:BQ290,4,FALSE),IF(AND(AR2=6,AD35=AO248),VLOOKUP(31,AN218:BQ290,4,FALSE),IF(AND(AR2=6,AD35=AO249),VLOOKUP(32,AN218:BQ290,4,FALSE),IF(AND(AR2=6,AD35=AO250),VLOOKUP(33,AN218:BQ290,4,FALSE),IF(AND(AR2=6,AD35=AO251),VLOOKUP(34,AN218:BQ290,4,FALSE),IF(AND(AR2=6,AD35=AO252),VLOOKUP(35,AN218:BQ290,4,FALSE),IF(AND(AR2=6,AD35=AO253),VLOOKUP(36,AN218:BQ290,4,FALSE),IF(AND(AR2=6,AD35=AO254),VLOOKUP(37,AN218:BQ290,4,FALSE),IF(AND(AR2=6,AD35=AO255),VLOOKUP(38,AN218:BQ290,4,FALSE),IF(AND(AR2=6,AD35=AO256),VLOOKUP(39,AN218:BQ290,4,FALSE),IF(AND(AR2=6,AD35=AO257),VLOOKUP(40,AN218:BQ290,4,FALSE),IF(AND(AR2=6,AD35=AO258),VLOOKUP(41,AN218:BQ290,4,FALSE),IF(AND(AR2=6,AD35=AO259),VLOOKUP(42,AN218:BQ290,4,FALSE),IF(AND(AR2=6,AD35=AO260),VLOOKUP(43,AN218:BQ290,4,FALSE),IF(AND(AR2=6,AD35=AO261),VLOOKUP(44,AN218:BQ290,4,FALSE),IF(AND(AR2=6,AD35=AO262),VLOOKUP(45,AN218:BQ290,4,FALSE),IF(AND(AR2=6,AD35=AO263),VLOOKUP(46,AN218:BQ290,4,FALSE),IF(AND(AR2=6,AD35=AO264),VLOOKUP(47,AN218:BQ290,4,FALSE),IF(AND(AR2=6,AD35=AO265),VLOOKUP(48,AN218:BQ290,4,FALSE),IF(AND(AR2=6,AD35=AO266),VLOOKUP(49,AN218:BQ290,4,FALSE),IF(AND(AR2=6,AD35=AO267),VLOOKUP(50,AN218:BQ290,4,FALSE),IF(AND(AR2=6,AD35=AO268),VLOOKUP(51,AN218:BQ290,4,FALSE),IF(AND(AR2=6,AD35=AO269),VLOOKUP(52,AN218:BQ290,4,FALSE),IF(AND(AR2=6,AD35=AO270),VLOOKUP(53,AN218:BQ290,4,FALSE),IF(AND(AR2=6,AD35=AO271),VLOOKUP(54,AN218:BQ290,4,FALSE),IF(AND(AR2=6,AD35=AO272),VLOOKUP(55,AN218:BQ290,4,FALSE),IF(AND(AR2=6,AD35=AO273),VLOOKUP(56,AN218:BQ290,4,FALSE),IF(AND(AR2=6,AD35=AO274),VLOOKUP(57,AN218:BQ290,4,FALSE),IF(AND(AR2=6,AD35=AO275),VLOOKUP(58,AN218:BQ290,4,FALSE),IF(AND(AR2=6,AD35=AO276),VLOOKUP(59,AN218:BQ290,4,FALSE),IF(AND(AR2=6,AD35=AO277),VLOOKUP(60,AN218:BQ290,4,FALSE),IF(AND(AR2=6,AD35=AO278),VLOOKUP(61,AN218:BQ290,4,FALSE),IF(AND(AR2=6,AD35=AO279),VLOOKUP(62,AN218:BQ290,4,FALSE),IF(AND(AR2=6,AD35=AO280),VLOOKUP(63,AN218:BQ290,4,FALSE),IF(AND(AR2=6,AD35=AO281),VLOOKUP(64,AN218:BQ290,4,FALSE)))))))))))))))))))))))))))))))))))))))))))))))))))))))))))))))))","v":false},"kg./m.","Unit Weight",{"$f":"IF(AND(AR2=7,AD35=AO308),VLOOKUP(1,AN308:BB327,9,FALSE),IF(AND(AR2=7,AD35=AO309),VLOOKUP(2,AN308:BB327,9,FALSE),IF(AND(AR2=7,AD35=AO310),VLOOKUP(3,AN308:BB327,9,FALSE),IF(AND(AR2=7,AD35=AO311),VLOOKUP(4,AN308:BB327,9,FALSE),IF(AND(AR2=7,AD35=AO312),VLOOKUP(5,AN308:BB327,9,FALSE),IF(AND(AR2=7,AD35=AO313),VLOOKUP(6,AN308:BB327,9,FALSE),IF(AND(AR2=7,AD35=AO314),VLOOKUP(7,AN308:BB327,9,FALSE),IF(AND(AR2=7,AD35=AO315),VLOOKUP(8,AN308:BB327,9,FALSE),IF(AND(AR2=7,AD35=AO316),VLOOKUP(9,AN308:BB327,9,FALSE),IF(AND(AR2=7,AD35=AO317),VLOOKUP(10,AN308:BB327,9,FALSE),IF(AND(AR2=7,AD35=AO318),VLOOKUP(11,AN308:BB327,9,FALSE),IF(AND(AR2=7,AD35=AO319),VLOOKUP(12,AN308:BB327,9,FALSE),IF(AND(AR2=7,AD35=AO320),VLOOKUP(13,AN308:BB327,9,FALSE),IF(AND(AR2=7,AD35=AO321),VLOOKUP(14,AN308:BB327,9,FALSE),IF(AND(AR2=7,AD35=AO322),VLOOKUP(15,AN308:BB327,9,FALSE),IF(AND(AR2=7,AD35=AO323),VLOOKUP(16,AN308:BB327,9,FALSE),IF(AND(AR2=7,AD35=AO324),VLOOKUP(17,AN308:BB327,9,FALSE),IF(AND(AR2=7,AD35=AO325),VLOOKUP(18,AN308:BB327,9,FALSE),IF(AND(AR2=7,AD35=AO326),VLOOKUP(19,AN308:BB327,9,FALSE),IF(AND(AR2=7,AD35=AO327),VLOOKUP(20,AN308:BB327,9,FALSE)))))))))))))))))))))","v":false},"kg./m.","Unit Weight",{"$f":"IF(AND(AR2=8,AD35=AO1062),VLOOKUP(1,AN1062:BG1074,8,FALSE),IF(AND(AR2=8,AD35=AO1063),VLOOKUP(2,AN1062:BG1074,8,FALSE),IF(AND(AR2=8,AD35=AO1064),VLOOKUP(3,AN1062:BG1074,8,FALSE),IF(AND(AR2=8,AD35=AO1065),VLOOKUP(4,AN1062:BG1074,8,FALSE),IF(AND(AR2=8,AD35=AO1066),VLOOKUP(5,AN1062:BG1074,8,FALSE),IF(AND(AR2=8,AD35=AO1067),VLOOKUP(6,AN1062:BG1074,8,FALSE),IF(AND(AR2=8,AD35=AO1068),VLOOKUP(7,AN1062:BG1074,8,FALSE),IF(AND(AR2=8,AD35=AO1069),VLOOKUP(8,AN1062:BG1074,8,FALSE),IF(AND(AR2=8,AD35=AO1070),VLOOKUP(9,AN1062:BG1074,8,FALSE),IF(AND(AR2=8,AD35=AO1071),VLOOKUP(10,AN1062:BG1074,8,FALSE),IF(AND(AR2=8,AD35=AO1072),VLOOKUP(11,AN1062:BG1074,8,FALSE),IF(AND(AR2=8,AD35=AO1073),VLOOKUP(12,AN1062:BG1074,8,FALSE),IF(AND(AR2=8,AD35=AO1074),VLOOKUP(13,AN1062:BG1074,8,FALSE))))))))))))))","v":false},"kg./m."]
[null,"Amount of steel",null,null,null," =",2,null,null,null,{"$f":"IF(G35=1,\"Single\",\"Double\")","v":"Double"},null,null,"Mx",null,null,null," =",{"$f":"AX43","v":378.94499999999999},null,null,null,"kg./m.",null,null,"Select",null,null,null,"100x50x20x3.2",null,null,null,null,"mm."]
[null,"Wy",null,null,null," =",{"$f":"S23","v":336.84},null,null,null,"kg./m.",null,null,"Sx",null,null,null," =",{"$f":"S35*100/G24","v":26.315625000000001},null,null,null,"cm.3",null,null,"Ix",null,null,null," =",{"$f":"IF(AND(AS27=FALSE,AV27=FALSE,AY27=FALSE,BB27=FALSE,BE27=FALSE,BH27=FALSE,BK27=FALSE,BN27=FALSE),0.0001,IF(AR2=1,AS27,IF(AR2=2,AV27,IF(AR2=3,AY27,IF(AR2=4,BB27,IF(AR2=5,BE27,IF(AR2=6,BH27,IF(AR2=7,BK27,IF(AR2=8,BN27)))))))))","v":107},null,null,null,"cm4",null,null,null,null,null,null,null,null,null,null,null,"x (m.)",null,null,null,null,null,null,null,null,null,null,"x1 (m.)"]
[null,"∆ allow.  y-y",null,null,null," =",{"$f":"AE22*100/360","v":0.83333333333333337},null,null,null,"cm.",null,{"$f":"IF(G37>=S37,\"≥\",\"<\")","v":"≥"},"∆ max.  y-y",null,null,null," =",{"$f":"AU48","v":0.79052278037383172},null,null,null,"cm.",null,{"$f":"IF(G37>=S37,\"\",\"Fail\")","v":""},"Iy",null,null,null," =",{"$f":"IF(AND(AS28=FALSE,AV28=FALSE,AY28=FALSE,BB28=FALSE,BE28=FALSE,BH28=FALSE,BK28=FALSE,BN28=FALSE),0.0001,IF(AR2=1,AS28,IF(AR2=2,AV28,IF(AR2=3,AY28,IF(AR2=4,BB28,IF(AR2=5,BE28,IF(AR2=6,BH28,IF(AR2=7,BK28,IF(AR2=8,BN28)))))))))","v":24.5},null,null,null,"cm4",null,null,null,null,null,null,null,null,"w",{"$f":"S23","v":336.84},"x/x1",0,{"$f":"AS42/10","v":0.3},{"$f":"AV37*2","v":0.6},{"$f":"AV37*3","v":0.89999999999999991},{"$f":"AV37*4","v":1.2},{"$f":"AV37*5","v":1.5},{"$f":"AV37*6","v":1.7999999999999998},{"$f":"AV37*7","v":2.1},{"$f":"AV37*8","v":2.4},{"$f":"AV37*9","v":2.6999999999999997},{"$f":"AV37*10","v":3},0,{"$f":"AS46/10","v":0},{"$f":"BG37*2","v":0},{"$f":"BG37*3","v":0},{"$f":"BG37*4","v":0},{"$f":"BG37*5","v":0},{"$f":"BG37*6","v":0},{"$f":"BG37*7","v":0},{"$f":"BG37*8","v":0},{"$f":"BG37*9","v":0},{"$f":"BG37*10","v":0}]
[null,"X1",null,null,null," =",{"$f":"AX41","v":1.5},null,null,null,"m.",null,null,"X2",null,null,null," =",{"$f":"AX42","v":3},null,null,null,"m.",null,null,"Sx",null,null,null," =",{"$f":"IF(AND(AS29=FALSE,AV29=FALSE,AY29=FALSE,BB29=FALSE,BE29=FALSE,BH29=FALSE,BK29=FALSE,BN29=FALSE),0.0001,IF(AR2=1,AS29,IF(AR2=2,AV29,IF(AR2=3,AY29,IF(AR2=4,BB29,IF(AR2=5,BE29,IF(AR2=6,BH29,IF(AR2=7,BK29,IF(AR2=8,BN29)))))))))","v":21.3},null,null,null,"cm3",null,null,null,null,null,null,null,null,"R1",{"$f":"AS37*AS42/2","v":505.26},"V",{"$f":"AS38-(AS37*AU37)","v":505.26},{"$f":"AS38-(AS37*AV37)","v":404.20799999999997},{"$f":"AS38-(AS37*AW37)","v":303.15600000000001},{"$f":"AS38-(AS37*AX37)","v":202.10400000000004},{"$f":"AS38-(AS37*AY37)","v":101.05200000000002},{"$f":"AS38-(AS37*AZ37)","v":0},{"$f":"AS38-(AS37*BA37)","v":-101.05199999999991},{"$f":"AS38-(AS37*BB37)","v":-202.10400000000004},{"$f":"AS38-(AS37*BC37)","v":-303.15599999999995},{"$f":"AS38-(AS37*BD37)","v":-404.20799999999986},{"$f":"AS38-(AS37*BE37)","v":-505.26},{"$f":"AS37*(AS46-BF37)","v":0},{"$f":"AS37*(AS46-BG37)","v":0},{"$f":"AS37*(AS46-BH37)","v":0},{"$f":"AS37*(AS46-BI37)","v":0},{"$f":"AS37*(AS46-BJ37)","v":0},{"$f":"AS37*(AS46-BK37)","v":0},{"$f":"AS37*(AS46-BL37)","v":0},{"$f":"AS37*(AS46-BM37)","v":0},{"$f":"AS37*(AS46-BN37)","v":0},{"$f":"AS37*(AS46-BO37)","v":0},{"$f":"AS37*(AS46-BP37)","v":0}]
[null,"Reaction1(Min.)",null,null,null," =",{"$f":"AS38","v":505.26},null,null,null,"kg.",null,null,"Reaction2(Min.)",null,null,null," =",{"$f":"AS39","v":505.26},null,null,null,"kg.",null,null,"Sy",null,null,null," =",{"$f":"IF(AND(AS30=FALSE,AV30=FALSE,AY30=FALSE,BB30=FALSE,BE30=FALSE,BH30=FALSE,BK30=FALSE,BN30=FALSE),0.0001,IF(AR2=1,AS30,IF(AR2=2,AV30,IF(AR2=3,AY30,IF(AR2=4,BB30,IF(AR2=5,BE30,IF(AR2=6,BH30,IF(AR2=7,BK30,IF(AR2=8,BN30)))))))))","v":7.81},null,null,null,"cm3",null,null,null,null,null,null,null,null,"R2",{"$f":"AS37*AS42/2","v":505.26},"Mx",{"$f":"((AS37*AU37)/(2*AS42))*((AS42^2)-(AS46^2)-(AS42*AU37))","v":0},{"$f":"((AS37*AV37)/(2*AS42))*((AS42^2)-(AS46^2)-(AS42*AV37))","v":136.42019999999999}]
[null,null,null,null,null,null,null,null,null,null,null,null,null,null,null,null,null,null,null,null,null,null,null,null,null,"rx",null,null,null," =",{"$f":"IF(AND(AS31=FALSE,AV31=FALSE,AY31=FALSE,BB31=FALSE,BE31=FALSE,BH31=FALSE,BK31=FALSE,BN31=FALSE),0.0001,IF(AR2=1,AS31,IF(AR2=2,AV31,IF(AR2=3,AY31,IF(AR2=4,BB31,IF(AR2=5,BE31,IF(AR2=6,BH31,IF(AR2=7,BK31,IF(AR2=8,BN31)))))))))","v":3.9},null,null,null,"cm",null,null,null,null,null,null,null,null,"V1",{"$f":"AS38","v":505.26},"at x =",0,"m."]
[null,null,null,null,null,null,null,null,null,null,null,null,null,null,null,null,null,null,null,null,null,null,null,null,null,"ry",null,null,null," =",{"$f":"IF(AND(AS32=FALSE,AV32=FALSE,AY32=FALSE,BB32=FALSE,BE32=FALSE,BH32=FALSE,BK32=FALSE,BN32=FALSE),0.0001,IF(AR2=1,AS32,IF(AR2=2,AV32,IF(AR2=3,AY32,IF(AR2=4,BB32,IF(AR2=5,BE32,IF(AR2=6,BH32,IF(AR2=7,BK32,IF(AR2=8,BN32)))))))))","v":1.87},null,null,null,"cm",null,null,null,null,null,null,null,null,"V2",{"$f":"AS39","v":505.26},"at x =",{"$f":"AS42","v":3},"m.","xv",{"$f":"AS38/AS37","v":1.5},"m.",0,0]
[null,null,null,null,null,null,null,null,null,null,null,null,null,null,null,null,null,null,null,null,null,null,null,null,null,"Sectional Area",null,null,null," =",{"$f":"IF(AND(AS33=FALSE,AV33=FALSE,AY33=FALSE,BB33=FALSE,BE33=FALSE,BH33=FALSE,BK33=FALSE,BN33=FALSE),0.0001,IF(AR2=1,AS33,IF(AR2=2,AV33,IF(AR2=3,AY33,IF(AR2=4,BB33,IF(AR2=5,BE33,IF(AR2=6,BH33,IF(AR2=7,BK33,IF(AR2=8,BN33)))))))))","v":7.0069999999999997},null,null,null,"cm2",null,null,null,null,null,null,null,null,"L",{"$f":"AE22","v":3},"at x =",{"$f":"AS42","v":3},"m.","xm",{"$f":"AS42*(1-((AS46^2)/(AS42^2)))","v":3},"m.",{"$f":"BP46","v":3},0]
[null,null,null,null,null,null,null,null,null,null,null,null,null,null,null,null,null,null,null,null,null,null,null,null,null,"Unit Weight",null,null,null," =",{"$f":"IF(AND(AS34=FALSE,AV34=FALSE,AY34=FALSE,BB34=FALSE,BE34=FALSE,BH34=FALSE,BK34=FALSE,BN34=FALSE),0.0001,IF(AR2=1,AS34,IF(AR2=2,AV34,IF(AR2=3,AY34,IF(AR2=4,BB34,IF(AR2=5,BE34,IF(AR2=6,BH34,IF(AR2=7,BK34,IF(AR2=8,BN34)))))))))","v":5.5},null,null,null,"kg./m.",null,null,null,null,null,null,null,null,null,null,"at x =",{"$f":"(AS42/2)*(1-((AS46^2)/(AS42^2)))","v":1.5},"m.","M",{"$f":"AS37*(AS42^2)/8","v":378.94499999999999}]
[null,"Results =>",null,null,null,null,null,null,{"$f":"\"Use : \"&AQ9&\"  \"&G35&\"-\"&AD35&\"  mm.\"","v":"Use : Use : C-Light Lip Channel  2-100x50x20x3.2  mm."},null,null,null,null,null,null,null,null,null,null,null,null,null,null,"Weight",null,{"$f":"AE43","v":5.5},null,null,"kg./m.",null,{"$f":"IF(OR(Y37=\"Fail\",Y39=\"Fail\"),\"Try again !\",\"Complete !!\")","v":"Complete !!"},null,null,null,null,null,null,null,null,null,null,null,null,null,null,"at x =",{"$f":"AS42","v":3},"m.",null,0]
[]
[null,null,null,null,null,null,null,null,null,null,null,null,null,null,null,null,null,null,null,null,null,null,null,null,null,null,null,null,null,null,null,null,null,null,null,null,null,null,null,null,null,null,null,null,null,0,0,{"$f":"AS42/10","v":0.3},{"$f":"AV46*2","v":0.6},{"$f":"AV46*3","v":0.89999999999999991},{"$f":"AV46*4","v":1.2},{"$f":"AV46*5","v":1.5},{"$f":"AV46*6","v":1.7999999999999998},{"$f":"AV46*7","v":2.1},{"$f":"AV46*8","v":2.4},{"$f":"AV46*9","v":2.6999999999999997},{"$f":"AV46*10","v":3},{"$f":"AV46*10","v":3},{"$f":"BF46+BG37","v":3},{"$f":"BF46+BH37","v":3},{"$f":"BF46+BI37","v":3},{"$f":"BF46+BJ37","v":3},{"$f":"BE46+BK37","v":3},{"$f":"BE46+BL37","v":3},{"$f":"BE46+BM37","v":3},{"$f":"BE46+BN37","v":3},{"$f":"BE46+BO37","v":3},{"$f":"BE46+BP37","v":3}]
[null,null,null,null,null,null,null,null,null,null,null,null,null,null,null,null,null,null,null,null,null,null,null,null,null,null,null,null,null,null,null,null,null,null,null,null,null,null,null,null,null,null,null,null,null,"M",{"$f":"((AS37*AU37)/(2*AS42))*((AS42^2)-(AS46^2)-(AS42*AU37))","v":0},{"$f":"((AS37*AV37)/(2*AS42))*((AS42^2)-(AS46^2)-(AS42*AV37))","v":136.42019999999999},{"$f":"((AS37*AW37)/(2*AS42))*((AS42^2)-(AS46^2)-(AS42*AW37))","v":242.5248},{"$f":"((AS37*AX37)/(2*AS42))*((AS42^2)-(AS46^2)-(AS42*AX37))","v":318.31379999999996},{"$f":"((AS37*AY37)/(2*AS42))*((AS42^2)-(AS46^2)-(AS42*AY37))","v":363.78719999999998},{"$f":"((AS37*AZ37)/(2*AS42))*((AS42^2)-(AS46^2)-(AS42*AZ37))","v":378.94499999999999},{"$f":"((AS37*BA37)/(2*AS42))*((AS42^2)-(AS46^2)-(AS42*BA37))","v":363.78719999999998},{"$f":"((AS37*BB37)/(2*AS42))*((AS42^2)-(AS46^2)-(AS42*BB37))","v":318.31379999999996},{"$f":"((AS37*BC37)/(2*AS42))*((AS42^2)-(AS46^2)-(AS42*BC37))","v":242.52480000000008},{"$f":"((AS37*BD37)/(2*AS42))*((AS42^2)-(AS46^2)-(AS42*BD37))","v":136.42020000000002},{"$f":"((AS37*BE37)/(2*AS42))*((AS42^2)-(AS46^2)-(AS42*BE37))","v":0},{"$f":"-(AS37/2)*((AS46-BF37)^2)","v":0},{"$f":"-(AS37/2)*((AS46-BG37)^2)","v":0},{"$f":"-(AS37/2)*((AS46-BH37)^2)","v":0},{"$f":"-(AS37/2)*((AS46-BI37)^2)","v":0},{"$f":"-(AS37/2)*((AS46-BJ37)^2)","v":0},{"$f":"-(AS37/2)*((AS46-BK37)^2)","v":0},{"$f":"-(AS37/2)*((AS46-BL37)^2)","v":0},{"$f":"-(AS37/2)*((AS46-BM37)^2)","v":0},{"$f":"-(AS37/2)*((AS46-BN37)^2)","v":0},{"$f":"-(AS37/2)*((AS46-BO37)^2)","v":0},{"$f":"(AS37/2)*((AS46-BP37)^2)","v":0}]
[null,null,null,null,null,null,null,null,null,null,null,null,null,null,null,null,null,null,null,null,null,null,null,null,null,null,null,null,null,null,null,null,null,null,null,null,null,null,null,null,null,null,null,null,null,"∆ max.  y-y(x)",{"$f":"IF(G35=1,5*(AS37/100)*((AS42*100)^4)/(384*G22*AE36),5*(AS37/100)*((AS42*100)^4)/(384*G22*AE36*2))","v":0.79052278037383172},"cm."]
[]
[]
[]
[]
[]
[]
[]
[]
[]
[]
[]
[]
[]
[]
[]
[null,null,null,null,null,null,null,null,null,null,null,null,null,null,null,null,null,null,null,null,null,null,null,null,null,null,null,null,null,null,null,null,null,null,null,null,null,null,null,null,null,null,null,"Carbon Steel Pipe",null,"(For General Structural Purposes)"]
[]
[null,null,null,null,null,null,null,null,null,null,null,null,null,null,null,null,null,null,null,null,null,null,null,null,null,null,null,null,null,null,null,null,null,null,null,null,null,null,null,null,null,null,null,"Dimension Tolerance"]
[]
[null,null,null,null,null,null,null,null,null,null,null,null,null,null,null,null,null,null,null,null,null,null,null,null,null,null,null,null,null,null,null,null,null,null,null,null,null,null,null,null,null,null,null,"Side Length"]
[null,null,null,null,null,null,null,null,null,null,null,null,null,null,null,null,null,null,null,null,null,null,null,null,null,null,null,null,null,null,null,null,null,null,null,null,null,null,null,null,null,null,null,": O. D< 50 mm. ± 1.5 mm. Thickness : Under 3 mm. ± 0.3 mm."]
[null,null,null,null,null,null,null,null,null,null,null,null,null,null,null,null,null,null,null,null,null,null,null,null,null,null,null,null,null,null,null,null,null,null,null,null,null,null,null,null,null,null,null,": O. D > 50 mm. ± 1.5 % Thickness : 3 mm. or over, ± 10%"]
[null,null,null,null,null,null,null,null,null,null,null,null,null,null,null,null,null,null,null,null,null,null,null,null,null,null,null,null,null,null,null,null,null,null,null,null,null,null,null,null,null,null,null,": ± 10% Lenght : +50 mm., -0 mm."]
[]
[null,null,null,null,null,null,null,null,null,null,null,null,null,null,null,null,null,null,null,null,null,null,null,null,null,null,null,null,null,null,null,null,null,null,null,null,null,null,null,null,null,"Nominal dimention","Outside Diameter","Thickness","Calculate Weight","Cross Sectional Area","Geometrical Moment of Inertia","Modulus of Section","Radius of Gyration",null,null,"Name","Diameter (mm.)","Weight (kg/m.)","Cross Section Area (sq.cm.)","Circumference (cm.)"]
[null,null,null,null,null,null,null,null,null,null,null,null,null,null,null,null,null,null,null,null,null,null,null,null,null,null,null,null,null,null,null,null,null,null,null,null,null,null,null,null,null,"DN","D","T","W","A","I","Z","I",null,1,"RB 6",6,0.222,0.28299999999999997,1.88]
[null,null,null,null,null,null,null,null,null,null,null,null,null,null,null,null,null,null,null,null,null,null,null,null,null,null,null,null,null,null,null,null,null,null,null,null,null,null,null,null,null,"in.","mm.","mm.","kg./m.","cm2","cm4","cm3","cm.",null,2,"RB 9",9,0.499,0.63600000000000001,2.82]
[null,null,null,null,null,null,null,null,null,null,null,null,null,null,null,null,null,null,null,null,null,null,null,null,null,null,null,null,null,null,null,null,null,null,null,null,null,null,null,1,"21.7x2.0","1/2 (15)",21.7,2,0.97,1.24,0.61,0.56000000000000005,0.7,null,3,"RB 12",12,0.88800000000000001,1.131,3.77]
[null,null,null,null,null,null,null,null,null,null,null,null,null,null,null,null,null,null,null,null,null,null,null,null,null,null,null,null,null,null,null,null,null,null,null,null,null,null,null,2,"27.2x2.0","3/4 (20)  ","27.2  ",2,1.24,1.58,1.26,0.93,0.89,null,4,"RB 15",15,1.387,1.7669999999999999,4.71]
[null,null,null,null,null,null,null,null,null,null,null,null,null,null,null,null,null,null,null,null,null,null,null,null,null,null,null,null,null,null,null,null,null,null,null,null,null,null,null,3,"27.2x2.3",null,null,2.2999999999999998,1.41,1.8,1.41,1.03,0.88,null,5,"RB 19",19,2.226,2.835,5.96]
[null,null,null,null,null,null,null,null,null,null,null,null,null,null,null,null,null,null,null,null,null,null,null,null,null,null,null,null,null,null,null,null,null,null,null,null,null,null,null,4,"34.0x2.3","1 (25)",34,2.2999999999999998,1.8,2.29,2.89,1.7,1.1200000000000001,null,6,"RB 25",25,3.8530000000000002,4.9089999999999998,7.85]
[null,null,null,null,null,null,null,null,null,null,null,null,null,null,null,null,null,null,null,null,null,null,null,null,null,null,null,null,null,null,null,null,null,null,null,null,null,null,null,5,"42.7x2.3","1 1/4 (32)  ","42.7  ",2.2999999999999998,2.29,2.92,5.97,2.8,1.43,null,7,"RB 28",28,4.8339999999999996,6.1580000000000004,8.7899999999999991]
[null,null,null,null,null,null,null,null,null,null,null,null,null,null,null,null,null,null,null,null,null,null,null,null,null,null,null,null,null,null,null,null,null,null,null,null,null,null,null,6,"42.7x2.5",null,null,2.5,2.48,3.16,6.4,3,1.42,null,8,"RB 34",34,7.1269999999999998,9.0790000000000006,10.68]
[null,null,null,null,null,null,null,null,null,null,null,null,null,null,null,null,null,null,null,null,null,null,null,null,null,null,null,null,null,null,null,null,null,null,null,null,null,null,null,7,"48.6x2.3","  1 1/2 (40)    ","  48.6    ",2.2999999999999998,2.63,3.35,8.99,3.7,1.64,null,9,"DB 10",10,0.61599999999999999,0.78500000000000003,3.14]
[null,null,null,null,null,null,null,null,null,null,null,null,null,null,null,null,null,null,null,null,null,null,null,null,null,null,null,null,null,null,null,null,null,null,null,null,null,null,null,8,"48.6x2.5",null,null,2.5,2.84,3.62,9.65,3.97,1.63,null,10,"DB 12",12,0.88800000000000001,1.131,3.77]
[null,null,null,null,null,null,null,null,null,null,null,null,null,null,null,null,null,null,null,null,null,null,null,null,null,null,null,null,null,null,null,null,null,null,null,null,null,null,null,9,"48.6x2.8",null,null,2.8,3.16,4.03,10.6,4.3600000000000003,1.62,null,11,"DB 16",16,1.5780000000000001,2.0099999999999998,5.03]
[null,null,null,null,null,null,null,null,null,null,null,null,null,null,null,null,null,null,null,null,null,null,null,null,null,null,null,null,null,null,null,null,null,null,null,null,null,null,null,10,"48.6x3.2",null,null,3.2,3.58,4.5599999999999996,11.8,4.8600000000000003,1.61,null,12,"DB 20",20,2.4660000000000002,3.1459999999999999,6.29]
[null,null,null,null,null,null,null,null,null,null,null,null,null,null,null,null,null,null,null,null,null,null,null,null,null,null,null,null,null,null,null,null,null,null,null,null,null,null,null,11,"60.5x2.3","  2(50)  ","  60.5  ",2.2999999999999998,3.3,4.21,17.8,5.9,2.06,null,13,"DB 22",22,2.984,3.8010000000000002,6.91]
[null,null,null,null,null,null,null,null,null,null,null,null,null,null,null,null,null,null,null,null,null,null,null,null,null,null,null,null,null,null,null,null,null,null,null,null,null,null,null,12,"60.5x3.2",null,null,3.2,4.5199999999999996,5.76,23.7,7.84,2.0299999999999998,null,14,"DB 25",25,3.8530000000000002,4.9080000000000004,7.86]
[null,null,null,null,null,null,null,null,null,null,null,null,null,null,null,null,null,null,null,null,null,null,null,null,null,null,null,null,null,null,null,null,null,null,null,null,null,null,null,13,"60.5x4.0",null,null,4,5.57,7.1,28.5,9.41,2,null,15,"DB 28",28,4.8339999999999996,6.157,8.8000000000000007]
[null,null,null,null,null,null,null,null,null,null,null,null,null,null,null,null,null,null,null,null,null,null,null,null,null,null,null,null,null,null,null,null,null,null,null,null,null,null,null,14,"76.3x2.8","  2 1/2 (65)  ","  76.3  ",2.8,5.08,6.47,43.7,11.5,2.6,null,16,"DB 32",32,6.3129999999999997,8.0419999999999998,10.06]
[null,null,null,null,null,null,null,null,null,null,null,null,null,null,null,null,null,null,null,null,null,null,null,null,null,null,null,null,null,null,null,null,null,null,null,null,null,null,null,15,"76.3x3.2",null,null,3.2,5.77,7.35,49.2,12.9,2.59,null,17,"DB 36",36,7.99,10.178000000000001,11.31]
[null,null,null,null,null,null,null,null,null,null,null,null,null,null,null,null,null,null,null,null,null,null,null,null,null,null,null,null,null,null,null,null,null,null,null,null,null,null,null,16,"76.3x4.0",null,null,4,7.13,9.09,59.5,15.6,2.58,null,18,"DB 40",40,9.8650000000000002,12.566000000000001,12.6]
[null,null,null,null,null,null,null,null,null,null,null,null,null,null,null,null,null,null,null,null,null,null,null,null,null,null,null,null,null,null,null,null,null,null,null,null,null,null,null,17,"89.1x2.8","3 (80)  ","89.1  ",2.8,5.96,7.59,70.7,15.9,3.05]
[null,null,null,null,null,null,null,null,null,null,null,null,null,null,null,null,null,null,null,null,null,null,null,null,null,null,null,null,null,null,null,null,null,null,null,null,null,null,null,18,"89.1x3.2",null,null,3.2,6.78,8.64,79.8,17.899999999999999,3.04]
[null,null,null,null,null,null,null,null,null,null,null,null,null,null,null,null,null,null,null,null,null,null,null,null,null,null,null,null,null,null,null,null,null,null,null,null,null,null,null,19,"101.6x3.2","3 1/2 (90)  ","101.6  ",3.2,7.76,9.89,120,23.6,3.48]
[null,null,null,null,null,null,null,null,null,null,null,null,null,null,null,null,null,null,null,null,null,null,null,null,null,null,null,null,null,null,null,null,null,null,null,null,null,null,null,20,"101.6x4.0",null,null,4,9.6300000000000008,12.26,146,28.8,3.45]
[null,null,null,null,null,null,null,null,null,null,null,null,null,null,null,null,null,null,null,null,null,null,null,null,null,null,null,null,null,null,null,null,null,null,null,null,null,null,null,21,"114.3x3.2","  4 (100)  ","  114.3  ",3.2,8.77,11.17,172,30.2,3.93]
[null,null,null,null,null,null,null,null,null,null,null,null,null,null,null,null,null,null,null,null,null,null,null,null,null,null,null,null,null,null,null,null,null,null,null,null,null,null,null,22,"114.3x3.5",null,null,3.5,9.58,12.18,187,32.700000000000003,3.92]
[null,null,null,null,null,null,null,null,null,null,null,null,null,null,null,null,null,null,null,null,null,null,null,null,null,null,null,null,null,null,null,null,null,null,null,null,null,null,null,23,"114.3x4.5",null,null,4.5,12.2,15.52,234,41,3.89]
[null,null,null,null,null,null,null,null,null,null,null,null,null,null,null,null,null,null,null,null,null,null,null,null,null,null,null,null,null,null,null,null,null,null,null,null,null,null,null,24,"139.8x3.6","  5 (125)    ","  139.8    ",3.6,12.1,15.4,357,51.1,4.82]
[null,null,null,null,null,null,null,null,null,null,null,null,null,null,null,null,null,null,null,null,null,null,null,null,null,null,null,null,null,null,null,null,null,null,null,null,null,null,null,25,"139.8x4.0",null,null,4,13.4,17.07,394,56.3,4.8]
[null,null,null,null,null,null,null,null,null,null,null,null,null,null,null,null,null,null,null,null,null,null,null,null,null,null,null,null,null,null,null,null,null,null,null,null,null,null,null,26,"139.8x4.5",null,null,4.5,15,19.13,438,62.7,4.79]
[null,null,null,null,null,null,null,null,null,null,null,null,null,null,null,null,null,null,null,null,null,null,null,null,null,null,null,null,null,null,null,null,null,null,null,null,null,null,null,27,"139.8x6.0",null,null,6,19.8,25.22,566,80.2,4.74]
[null,null,null,null,null,null,null,null,null,null,null,null,null,null,null,null,null,null,null,null,null,null,null,null,null,null,null,null,null,null,null,null,null,null,null,null,null,null,null,28,"165.2x4.5","  6 (150)    ","  165.2    ",4.5,17.8,22.72,734,88.9,5.68]
[null,null,null,null,null,null,null,null,null,null,null,null,null,null,null,null,null,null,null,null,null,null,null,null,null,null,null,null,null,null,null,null,null,null,null,null,null,null,null,29,"165.2x5.0",null,null,5,19.8,25.16,808,97.8,5.67]
[null,null,null,null,null,null,null,null,null,null,null,null,null,null,null,null,null,null,null,null,null,null,null,null,null,null,null,null,null,null,null,null,null,null,null,null,null,null,null,30,"165.2x6.0",null,null,6,23.6,30.01,952,115,5.63]
[null,null,null,null,null,null,null,null,null,null,null,null,null,null,null,null,null,null,null,null,null,null,null,null,null,null,null,null,null,null,null,null,null,null,null,null,null,null,null,31,"165.2x7.1",null,null,7.1,27.7,35.26,1100,134,5.6]
[null,null,null,null,null,null,null,null,null,null,null,null,null,null,null,null,null,null,null,null,null,null,null,null,null,null,null,null,null,null,null,null,null,null,null,null,null,null,null,32,"216.3x4.5","  8 (200)    ","  216.3    ",4.5,23.5,29.94,1680,155,7.49]
[null,null,null,null,null,null,null,null,null,null,null,null,null,null,null,null,null,null,null,null,null,null,null,null,null,null,null,null,null,null,null,null,null,null,null,null,null,null,null,33,"216.3x5.8",null,null,5.8,30.1,38.36,2130,197,7.45]
[null,null,null,null,null,null,null,null,null,null,null,null,null,null,null,null,null,null,null,null,null,null,null,null,null,null,null,null,null,null,null,null,null,null,null,null,null,null,null,34,"216.3x7.0",null,null,7,36.1,46.03,2520,233,7.4]
[null,null,null,null,null,null,null,null,null,null,null,null,null,null,null,null,null,null,null,null,null,null,null,null,null,null,null,null,null,null,null,null,null,null,null,null,null,null,null,35,"216.3x8.2",null,null,8.1999999999999993,42.1,53.61,2910,269,7.36]
[]
[]
[]
[null,null,null,null,null,null,null,null,null,null,null,null,null,null,null,null,null,null,null,null,null,null,null,null,null,null,null,null,null,null,null,null,null,null,null,null,null,null,null,null,null,null,null,null,null,"Channels"]
[]
[null,null,null,null,null,null,null,null,null,null,null,null,null,null,null,null,null,null,null,null,null,null,null,null,null,null,null,null,null,null,null,null,null,null,null,null,null,null,null,null,null,null,null,null,null,"TIS / JIS STANDARDS"]
[]
[null,null,null,null,null,null,null,null,null,null,null,null,null,null,null,null,null,null,null,null,null,null,null,null,null,null,null,null,null,null,null,null,null,null,null,null,null,null,null,null,null,null,null,null,null,"( TIS 1227 : 1996 / JIS G3192 : 1990)"]
[]
[null,null,null,null,null,null,null,null,null,null,null,null,null,null,null,null,null,null,null,null,null,null,null,null,null,null,null,null,null,null,null,null,null,null,null,null,null,null,null,null,null,null,null,null,null,"Size & Properties"]
[]
[]
[null,null,null,null,null,null,null,null,null,null,null,null,null,null,null,null,null,null,null,null,null,null,null,null,null,null,null,null,null,null,null,null,null,null,null,null,null,null,null,null,null,"Standard Sectional Dimension (mm.)",null,null,null,null,"Sectional Area (cm2)","Weight (kg/m.)","Reference"]
[null,null,null,null,null,null,null,null,null,null,null,null,null,null,null,null,null,null,null,null,null,null,null,null,null,null,null,null,null,null,null,null,null,null,null,null,null,null,null,null,null,"H x B","t1","t2","r1","r2",null,null,"Position of Center of Gravity (cm.)",null,"Moment of Inertia (cm4)",null,"Raidus of Gyration (cm.)",null,"Modulus of Section (cm3)"]
[null,null,null,null,null,null,null,null,null,null,null,null,null,null,null,null,null,null,null,null,null,null,null,null,null,null,null,null,null,null,null,null,null,null,null,null,null,null,null,null,null,null,null,null,null,null,null,null,"Cx","Cy","lx","ly","ix","iy","Zx","Zy"]
[null,null,null,null,null,null,null,null,null,null,null,null,null,null,null,null,null,null,null,null,null,null,null,null,null,null,null,null,null,null,null,null,null,null,null,null,null,null,null,1,{"$f":"AP126&\"x\"&AQ126&\"x\"&AR126","v":"75x40x5x7"},"75x40",5,7,8,4,8.8179999999999996,6.92,0,1.28,75.3,12.2,2.92,1.17,20.100000000000001,4.47]
[null,null,null,null,null,null,null,null,null,null,null,null,null,null,null,null,null,null,null,null,null,null,null,null,null,null,null,null,null,null,null,null,null,null,null,null,null,null,null,2,{"$f":"AP127&\"x\"&AQ127&\"x\"&AR127","v":"100x50x5x7.5"},"100x50",5,7.5,8,4,11.92,9.36,0,1.54,188,26,3.97,1.48,37.6,7.52]
[null,null,null,null,null,null,null,null,null,null,null,null,null,null,null,null,null,null,null,null,null,null,null,null,null,null,null,null,null,null,null,null,null,null,null,null,null,null,null,3,"125x65x6x8","125x65",6,8,8,4,17.11,13.4,0,1.9,424,61.8,4.9800000000000004,1.9,67.8,13.4]
[null,null,null,null,null,null,null,null,null,null,null,null,null,null,null,null,null,null,null,null,null,null,null,null,null,null,null,null,null,null,null,null,null,null,null,null,null,null,null,4,"150x75x6.5x10","150x75",6.5,10,10,5,23.71,18.600000000000001,0,2.2799999999999998,861,117,6.03,2.2200000000000002,115,22.4]
[null,null,null,null,null,null,null,null,null,null,null,null,null,null,null,null,null,null,null,null,null,null,null,null,null,null,null,null,null,null,null,null,null,null,null,null,null,null,null,5,"150x75x9x12.5","150x75",9,12.5,15,7.5,30.59,24,0,2.31,1050,147,5.86,2.19,140,28.3]
[null,null,null,null,null,null,null,null,null,null,null,null,null,null,null,null,null,null,null,null,null,null,null,null,null,null,null,null,null,null,null,null,null,null,null,null,null,null,null,6,"180x75x7x10.5","180x75",7,10.5,11,5.5,27.2,21.4,0,2.13,1380,131,7.12,2.19,15.3,24.3]
[null,null,null,null,null,null,null,null,null,null,null,null,null,null,null,null,null,null,null,null,null,null,null,null,null,null,null,null,null,null,null,null,null,null,null,null,null,null,null,7,"200x80x7.5x11","200x80",7.5,11,12,6,31.33,24.6,0,2.21,1950,168,7.88,2.3199999999999998,195,29.1]
[null,null,null,null,null,null,null,null,null,null,null,null,null,null,null,null,null,null,null,null,null,null,null,null,null,null,null,null,null,null,null,null,null,null,null,null,null,null,null,8,"200x90x8x13.5","200x90",8,13.5,14,7,38.65,30.3,0,2.74,2490,277,8.02,2.68,249,44.2]
[null,null,null,null,null,null,null,null,null,null,null,null,null,null,null,null,null,null,null,null,null,null,null,null,null,null,null,null,null,null,null,null,null,null,null,null,null,null,null,9,"250x90x9x13","250x90",9,13,14,7,44.07,34.6,0,2.4,4180,294,9.74,2.58,334,44.5]
[null,null,null,null,null,null,null,null,null,null,null,null,null,null,null,null,null,null,null,null,null,null,null,null,null,null,null,null,null,null,null,null,null,null,null,null,null,null,null,10,"250x90x11x14.5","250x90",11,14.5,17,8.5,51.17,40.200000000000003,0,2.4,4680,329,9.56,2.54,374,49.9]
[null,null,null,null,null,null,null,null,null,null,null,null,null,null,null,null,null,null,null,null,null,null,null,null,null,null,null,null,null,null,null,null,null,null,null,null,null,null,null,11,"300x90x9x13","300x90",9,13,14,7,48.57,38.1,0,2.2200000000000002,6440,309,11.5,2.52,429,45.7]
[null,null,null,null,null,null,null,null,null,null,null,null,null,null,null,null,null,null,null,null,null,null,null,null,null,null,null,null,null,null,null,null,null,null,null,null,null,null,null,12,{"$f":"AP137&\"x\"&AQ137&\"x\"&AR137","v":"300x90x10x15.5"},"300x90",10,15.5,19,9.5,55.74,43.8,0,2.34,7410,360,11.5,2.54,494,54.1]
[null,null,null,null,null,null,null,null,null,null,null,null,null,null,null,null,null,null,null,null,null,null,null,null,null,null,null,null,null,null,null,null,null,null,null,null,null,null,null,13,"300x90x12x16","300x90",12,16,19,9.5,61.9,48.6,0,2.2799999999999998,7870,379,11.3,2.48,525,56.4]
[null,null,null,null,null,null,null,null,null,null,null,null,null,null,null,null,null,null,null,null,null,null,null,null,null,null,null,null,null,null,null,null,null,null,null,null,null,null,null,14,"380x100x10.5x16","380x100",10.5,16,18,9,63.39,54.5,0,2.41,14500,535,14.5,2.78,763,70.5]
[null,null,null,null,null,null,null,null,null,null,null,null,null,null,null,null,null,null,null,null,null,null,null,null,null,null,null,null,null,null,null,null,null,null,null,null,null,null,null,15,"380x100x13x16.5","380x100",13,16.5,18,9,78.959999999999994,62,0,2.33,15600,565,14.1,2.67,823,73.599999999999994]
[null,null,null,null,null,null,null,null,null,null,null,null,null,null,null,null,null,null,null,null,null,null,null,null,null,null,null,null,null,null,null,null,null,null,null,null,null,null,null,16,{"$f":"AP141&\"x\"&AQ141&\"x\"&AR141","v":"380x100x13x20"},"380x100",13,20,24,12,85.71,67.3,0,2.54,17600,655,14.3,2.76,926,87.8]
[]
[]
[]
[null,null,null,null,null,null,null,null,null,null,null,null,null,null,null,null,null,null,null,null,null,null,null,null,null,null,null,null,null,null,null,null,null,null,null,null,null,null,null,null,null,null,null,null,null,"Equal Angles"]
[]
[null,null,null,null,null,null,null,null,null,null,null,null,null,null,null,null,null,null,null,null,null,null,null,null,null,null,null,null,null,null,null,null,null,null,null,null,null,null,null,null,null,null,null,null,null,"TIS / JIS STANDARDS"]
[]
[null,null,null,null,null,null,null,null,null,null,null,null,null,null,null,null,null,null,null,null,null,null,null,null,null,null,null,null,null,null,null,null,null,null,null,null,null,null,null,null,null,null,null,null,null,"(TIS 1227 : 1996 / JIS G3192 : 1990)"]
[]
[null,null,null,null,null,null,null,null,null,null,null,null,null,null,null,null,null,null,null,null,null,null,null,null,null,null,null,null,null,null,null,null,null,null,null,null,null,null,null,null,null,null,null,null,null,"Size & Properties"]
[]
[]
[null,null,null,null,null,null,null,null,null,null,null,null,null,null,null,null,null,null,null,null,null,null,null,null,null,null,null,null,null,null,null,null,null,null,null,null,null,null,null,null,null,"Standard Sectional Dimesion mm.",null,null,null,"Sectional Area cm2","Unit Weight kg/m","Reference"]
[null,null,null,null,null,null,null,null,null,null,null,null,null,null,null,null,null,null,null,null,null,null,null,null,null,null,null,null,null,null,null,null,null,null,null,null,null,null,null,null,null,null,null,null,null,null,null,"Position of Center of Gravity cm. ",null,"Geometrical Moment of Ineryia cm4",null,null,null,"Raidus of Gyration of Area cm.",null,null,null,"Modulus of Section cm3"]
[null,null,null,null,null,null,null,null,null,null,null,null,null,null,null,null,null,null,null,null,null,null,null,null,null,null,null,null,null,null,null,null,null,null,null,null,null,null,null,null,null,"AxB","t","r1","r2",null,null,"Cx","Cy","Ix","Iy","Max ix","Min iy","ix","iy","Max ix","Max iy","Zx","Zy"]
[null,null,null,null,null,null,null,null,null,null,null,null,null,null,null,null,null,null,null,null,null,null,null,null,null,null,null,null,null,null,null,null,null,null,null,null,null,null,null,1,{"$f":"AP157&\"x\"&AQ157","v":"25x25x3"},"25x25",3,4,2,1.427,1.1200000000000001,0.71899999999999997,0.71899999999999997,0.79700000000000004,0.79700000000000004,1.26,0.33200000000000002,0.747,0.747,0.94,0.48299999999999998,0.44800000000000001,0.44800000000000001]
[null,null,null,null,null,null,null,null,null,null,null,null,null,null,null,null,null,null,null,null,null,null,null,null,null,null,null,null,null,null,null,null,null,null,null,null,null,null,null,2,{"$f":"AP158&\"x\"&AQ158","v":"25x25x5"},"25x25",5,3.5,2.4,2.2599999999999998,1.77,0.8,0.8,1.2,1.2,1.89,0.52,0.73,0.73,0.91,0.48,0.71,0.71]
[null,null,null,null,null,null,null,null,null,null,null,null,null,null,null,null,null,null,null,null,null,null,null,null,null,null,null,null,null,null,null,null,null,null,null,null,null,null,null,3,"30x30x3","30x30",3,4,2,1.7270000000000001,1.36,0.84399999999999997,0.84399999999999997,1.42,1.42,2.2599999999999998,0.59,0.90800000000000003,0.90800000000000003,1.1399999999999999,0.58499999999999996,0.66100000000000003,0.66100000000000003]
[null,null,null,null,null,null,null,null,null,null,null,null,null,null,null,null,null,null,null,null,null,null,null,null,null,null,null,null,null,null,null,null,null,null,null,null,null,null,null,4,"30x30x5","30x30",5,5,2.4,2.78,2.1800000000000002,0.92,0.92,2.16,2.16,3.41,0.92,0.88,0.88,1.1100000000000001,0.56999999999999995,1.04,1.04]
[null,null,null,null,null,null,null,null,null,null,null,null,null,null,null,null,null,null,null,null,null,null,null,null,null,null,null,null,null,null,null,null,null,null,null,null,null,null,null,5,"40x40x3","40x40",3,4.5,2,2.3359999999999999,1.83,1.0900000000000001,1.0900000000000001,3.53,3.53,5.6,1.46,1.23,1.23,1.55,0.79,1.21,1.21]
[null,null,null,null,null,null,null,null,null,null,null,null,null,null,null,null,null,null,null,null,null,null,null,null,null,null,null,null,null,null,null,null,null,null,null,null,null,null,null,6,"40x40x5","40x40",5,4.5,3,3.7549999999999999,2.95,1.17,1.17,5.42,5.42,8.59,2.25,1.2,1.2,1.51,0.77400000000000002,1.91,1.91]
[null,null,null,null,null,null,null,null,null,null,null,null,null,null,null,null,null,null,null,null,null,null,null,null,null,null,null,null,null,null,null,null,null,null,null,null,null,null,null,7,"40x40x6","40x40",6,6,2.4,4.4800000000000004,3.52,1.2,1.2,6.31,6.31,9.98,2.65,1.19,1.19,1.49,0.77,2.2599999999999998,2.2599999999999998]
[null,null,null,null,null,null,null,null,null,null,null,null,null,null,null,null,null,null,null,null,null,null,null,null,null,null,null,null,null,null,null,null,null,null,null,null,null,null,null,8,"45x45x4","45x45",4,6.5,3,3.492,2.74,1.24,1.24,6.5,6.5,10.3,2.7,1.36,1.36,1.72,0.88,2,2]
[null,null,null,null,null,null,null,null,null,null,null,null,null,null,null,null,null,null,null,null,null,null,null,null,null,null,null,null,null,null,null,null,null,null,null,null,null,null,null,9,"45x45x5","45x45",5,6.5,3,4.3019999999999996,3.38,1.28,1.28,7.91,7.91,12.5,3.29,1.36,1.36,1.71,0.874,2.46,2.46]
[null,null,null,null,null,null,null,null,null,null,null,null,null,null,null,null,null,null,null,null,null,null,null,null,null,null,null,null,null,null,null,null,null,null,null,null,null,null,null,10,"50x50x3","50x50",3,7,2.4,2.96,2.33,1.31,1.31,6.86,6.86,10.8,2.88,1.52,1.52,1.91,0.99,1.86,1.86]
[null,null,null,null,null,null,null,null,null,null,null,null,null,null,null,null,null,null,null,null,null,null,null,null,null,null,null,null,null,null,null,null,null,null,null,null,null,null,null,11,"50x50x4","50x50",4,6.5,3,3.8919999999999999,3.06,1.37,1.37,9.06,9.06,14.4,3.76,1.53,1.53,1.92,0.98299999999999998,2.4900000000000002,2.4900000000000002]
[null,null,null,null,null,null,null,null,null,null,null,null,null,null,null,null,null,null,null,null,null,null,null,null,null,null,null,null,null,null,null,null,null,null,null,null,null,null,null,12,"50x50x5","50x50",5,6.5,3,4.8019999999999996,3.77,1.41,1.41,11.1,11.1,17.5,4.58,1.52,1.52,1.91,0.97599999999999998,3.08,3.08]
[null,null,null,null,null,null,null,null,null,null,null,null,null,null,null,null,null,null,null,null,null,null,null,null,null,null,null,null,null,null,null,null,null,null,null,null,null,null,null,13,"50x50x6","50x50",6,6.5,4.5,5.6440000000000001,4.43,1.44,1.44,12.6,12.6,20,5.23,1.5,1.5,1.88,0.96299999999999997,3.55,3.55]
[null,null,null,null,null,null,null,null,null,null,null,null,null,null,null,null,null,null,null,null,null,null,null,null,null,null,null,null,null,null,null,null,null,null,null,null,null,null,null,14,"60x60x4","60x60",4,6.5,3,4.6920000000000002,3.68,1.61,1.61,16,16,25.4,6.62,1.85,1.85,2.33,1.19,3.66,3.66]
[null,null,null,null,null,null,null,null,null,null,null,null,null,null,null,null,null,null,null,null,null,null,null,null,null,null,null,null,null,null,null,null,null,null,null,null,null,null,null,15,"60x60x5","60x60",5,6.5,3,5.8019999999999996,4.55,1.66,1.66,19.600000000000001,19.600000000000001,31.2,8.09,1.84,1.84,2.3199999999999998,1.18,4.5199999999999996,4.5199999999999996]
[null,null,null,null,null,null,null,null,null,null,null,null,null,null,null,null,null,null,null,null,null,null,null,null,null,null,null,null,null,null,null,null,null,null,null,null,null,null,null,16,"65x65x5","65x65",5,8.5,3,6.367,5,1.77,1.77,25.3,25.3,40.1,10.5,1.99,1.99,2.5099999999999998,1.28,5.35,5.35]
[null,null,null,null,null,null,null,null,null,null,null,null,null,null,null,null,null,null,null,null,null,null,null,null,null,null,null,null,null,null,null,null,null,null,null,null,null,null,null,17,"65x65x6","65x65",6,8.5,4,7.5270000000000001,5.91,1.81,1.81,29.4,29.4,46.6,12.2,1.98,1.98,2.4900000000000002,1.27,6.26,6.26]
[null,null,null,null,null,null,null,null,null,null,null,null,null,null,null,null,null,null,null,null,null,null,null,null,null,null,null,null,null,null,null,null,null,null,null,null,null,null,null,18,"65x65x8","65x65",8,8.5,6,9.7609999999999992,7.66,1.88,1.88,36.799999999999997,36.799999999999997,58.3,15.3,1.94,1.94,2.44,1.25,7.96,7.96]
[null,null,null,null,null,null,null,null,null,null,null,null,null,null,null,null,null,null,null,null,null,null,null,null,null,null,null,null,null,null,null,null,null,null,null,null,null,null,null,19,"70x70x6","70x70",6,8.5,4,8.1270000000000007,6.38,1.93,1.93,37.1,37.1,58.9,15.3,2.14,2.14,2.69,1.37,7.33,7.33]
[null,null,null,null,null,null,null,null,null,null,null,null,null,null,null,null,null,null,null,null,null,null,null,null,null,null,null,null,null,null,null,null,null,null,null,null,null,null,null,20,"75x75x6","75x75",6,8.5,4,8.7270000000000003,6.85,2.06,2.06,46.1,46.1,73.2,19,2.2999999999999998,2.2999999999999998,2.9,1.48,8.4700000000000006,8.4700000000000006]
[null,null,null,null,null,null,null,null,null,null,null,null,null,null,null,null,null,null,null,null,null,null,null,null,null,null,null,null,null,null,null,null,null,null,null,null,null,null,null,21,"75x75x9","75x75",9,8.5,6,12.69,9.9600000000000009,2.17,2.17,64.400000000000006,64.400000000000006,102,26.7,2.25,2.25,2.84,1.45,12.1,12.1]
[null,null,null,null,null,null,null,null,null,null,null,null,null,null,null,null,null,null,null,null,null,null,null,null,null,null,null,null,null,null,null,null,null,null,null,null,null,null,null,22,"75x75x12","75x75",12,8.5,6,16.559999999999999,13,2.29,2.29,81.900000000000006,81.900000000000006,129,34.5,2.2200000000000002,2.2200000000000002,2.79,1.44,15.7,15.7]
[null,null,null,null,null,null,null,null,null,null,null,null,null,null,null,null,null,null,null,null,null,null,null,null,null,null,null,null,null,null,null,null,null,null,null,null,null,null,null,23,"80x80x6","80x80",6,8.5,4,9.327,7.32,2.1800000000000002,2.1800000000000002,56.4,56.4,89.6,23.2,2.46,2.46,3.1,1.58,9.6999999999999993,9.6999999999999993]
[null,null,null,null,null,null,null,null,null,null,null,null,null,null,null,null,null,null,null,null,null,null,null,null,null,null,null,null,null,null,null,null,null,null,null,null,null,null,null,24,"90x90x6","90x90",6,10,5,10.55,8.2799999999999994,2.42,2.42,80.7,80.7,128,33.4,2.77,2.77,3.48,1.78,12.3,12.3]
[null,null,null,null,null,null,null,null,null,null,null,null,null,null,null,null,null,null,null,null,null,null,null,null,null,null,null,null,null,null,null,null,null,null,null,null,null,null,null,25,"90x90x7","90x90",7,10,5,12.22,9.59,2.46,2.46,93,93,148,38.299999999999997,2.76,2.76,3.48,1.77,14.2,14.2]
[null,null,null,null,null,null,null,null,null,null,null,null,null,null,null,null,null,null,null,null,null,null,null,null,null,null,null,null,null,null,null,null,null,null,null,null,null,null,null,26,"90x90x10","90x90",10,10,7,17,13.3,2.57,2.57,125,125,199,51.7,2.71,2.71,3.42,1.74,19.5,19.5]
[null,null,null,null,null,null,null,null,null,null,null,null,null,null,null,null,null,null,null,null,null,null,null,null,null,null,null,null,null,null,null,null,null,null,null,null,null,null,null,27,"90x90x12","90x90",12,11,4.8,20.3,15.9,2.66,2.66,148,148,234,61.7,2.7,2.7,3.4,1.75,23.3,23.3]
[null,null,null,null,null,null,null,null,null,null,null,null,null,null,null,null,null,null,null,null,null,null,null,null,null,null,null,null,null,null,null,null,null,null,null,null,null,null,null,28,"90x90x13","90x90",13,10,7,21.71,17,2.69,2.69,156,156,248,65.3,2.68,2.68,3.38,1.73,24.8,24.8]
[null,null,null,null,null,null,null,null,null,null,null,null,null,null,null,null,null,null,null,null,null,null,null,null,null,null,null,null,null,null,null,null,null,null,null,null,null,null,null,29,"100x100x7","100x100",7,10,5,13.62,10.7,2.71,2.71,129,129,205,53.2,3.08,3.08,3.88,1.98,17.7,17.7]
[null,null,null,null,null,null,null,null,null,null,null,null,null,null,null,null,null,null,null,null,null,null,null,null,null,null,null,null,null,null,null,null,null,null,null,null,null,null,null,30,"100x100x10","100x100",10,10,7,19,14.9,2.82,2.82,175,175,278,72,3.04,3.04,3.83,1.95,24.4,24.4]
[null,null,null,null,null,null,null,null,null,null,null,null,null,null,null,null,null,null,null,null,null,null,null,null,null,null,null,null,null,null,null,null,null,null,null,null,null,null,null,31,"100x100x12","100x100",12,12,4.8,22.7,17.8,2.9,2.9,207,207,328,85.7,3.02,3.02,3.8,1.94,29.1,29.1]
[null,null,null,null,null,null,null,null,null,null,null,null,null,null,null,null,null,null,null,null,null,null,null,null,null,null,null,null,null,null,null,null,null,null,null,null,null,null,null,32,"100x100x13","100x100",13,10,7,24.31,19.100000000000001,2.94,2.94,220,220,348,91.1,3,3,3.78,1.94,31.1,31.1]
[null,null,null,null,null,null,null,null,null,null,null,null,null,null,null,null,null,null,null,null,null,null,null,null,null,null,null,null,null,null,null,null,null,null,null,null,null,null,null,33,"120x120x8","120x120",8,12,5,18.760000000000002,14.7,3.24,3.24,258,258,410,106,3.71,3.71,4.67,2.38,29.5,29.5]
[null,null,null,null,null,null,null,null,null,null,null,null,null,null,null,null,null,null,null,null,null,null,null,null,null,null,null,null,null,null,null,null,null,null,null,null,null,null,null,34,"130x130x9","130x130",9,12,6,22.74,17.899999999999999,3.53,3.53,366,366,583,150,4.01,4.01,5.0599999999999996,2.57,38.700000000000003,38.700000000000003]
[null,null,null,null,null,null,null,null,null,null,null,null,null,null,null,null,null,null,null,null,null,null,null,null,null,null,null,null,null,null,null,null,null,null,null,null,null,null,null,35,"130x130x12","130x130",12,12,8.5,29.76,23.4,3.64,3.64,467,467,743,192,3.96,3.96,5,2.54,49.9,49.9]
[null,null,null,null,null,null,null,null,null,null,null,null,null,null,null,null,null,null,null,null,null,null,null,null,null,null,null,null,null,null,null,null,null,null,null,null,null,null,null,36,"130x130x15","130x130",15,12,8.5,36.75,28.8,3.76,3.76,568,568,902,234,3.93,3.93,4.95,2.5299999999999998,21.5,21.5]
[null,null,null,null,null,null,null,null,null,null,null,null,null,null,null,null,null,null,null,null,null,null,null,null,null,null,null,null,null,null,null,null,null,null,null,null,null,null,null,37,"150x150x12","150x150",12,14,7,34.770000000000003,27.3,4.1399999999999997,4.1399999999999997,740,740,1180,304,4.16,4.16,5.82,2.96,68.099999999999994,68.099999999999994]
[null,null,null,null,null,null,null,null,null,null,null,null,null,null,null,null,null,null,null,null,null,null,null,null,null,null,null,null,null,null,null,null,null,null,null,null,null,null,null,38,"150x150x15","150x150",15,14,10,42.74,33.6,4.24,4.24,888,888,1410,365,4.5599999999999996,4.5599999999999996,5.75,2.92,82.6,82.6]
[null,null,null,null,null,null,null,null,null,null,null,null,null,null,null,null,null,null,null,null,null,null,null,null,null,null,null,null,null,null,null,null,null,null,null,null,null,null,null,39,"150x150x19","150x150",19,14,10,53.38,41.9,4.4000000000000004,4.4000000000000004,1090,1090,1730,451,4.5199999999999996,4.5199999999999996,5.69,2.91,103,103]
[null,null,null,null,null,null,null,null,null,null,null,null,null,null,null,null,null,null,null,null,null,null,null,null,null,null,null,null,null,null,null,null,null,null,null,null,null,null,null,40,"175x175x12","175x175",12,15,11,40.520000000000003,31.8,4.7300000000000004,4.7300000000000004,1170,1170,1860,480,5.38,5.38,6.78,3.44,91.8,91.8]
[null,null,null,null,null,null,null,null,null,null,null,null,null,null,null,null,null,null,null,null,null,null,null,null,null,null,null,null,null,null,null,null,null,null,null,null,null,null,null,41,"175x175x15","175x175",15,15,11,50.21,39.4,4.8499999999999996,4.8499999999999996,1440,1440,2290,589,5.35,5.35,6.75,3.42,114,114]
[null,null,null,null,null,null,null,null,null,null,null,null,null,null,null,null,null,null,null,null,null,null,null,null,null,null,null,null,null,null,null,null,null,null,null,null,null,null,null,42,"200x200x15","200x200",15,17,12,57.75,45.3,5.46,5.46,2180,2180,3470,891,6.14,6.14,7.75,3.93,150,150]
[null,null,null,null,null,null,null,null,null,null,null,null,null,null,null,null,null,null,null,null,null,null,null,null,null,null,null,null,null,null,null,null,null,null,null,null,null,null,null,43,"200x200x20","200x200",20,17,12,76,59.7,5.67,5.67,2820,2820,4490,1160,6.09,6.09,7.68,3.9,197,197]
[null,null,null,null,null,null,null,null,null,null,null,null,null,null,null,null,null,null,null,null,null,null,null,null,null,null,null,null,null,null,null,null,null,null,null,null,null,null,null,44,"200x200x25","200x200",25,17,12,93.75,73.599999999999994,5.86,5.86,3420,3420,5420,1410,6.04,6.04,7.61,3.88,242,242]
[null,null,null,null,null,null,null,null,null,null,null,null,null,null,null,null,null,null,null,null,null,null,null,null,null,null,null,null,null,null,null,null,null,null,null,null,null,null,null,45,"250x250x25","250x250",25,24,12,119.4,93.7,7.1,7.1,6950,6950,11000,2860,7.63,7.63,9.6199999999999992,4.9000000000000004,388,388]
[null,null,null,null,null,null,null,null,null,null,null,null,null,null,null,null,null,null,null,null,null,null,null,null,null,null,null,null,null,null,null,null,null,null,null,null,null,null,null,46,"250x250x35","250x250",35,24,18,162.6,128,7.45,7.45,9110,9110,14400,3790,7.49,7.49,9.42,4.83,519,519]
[]
[]
[]
[null,null,null,null,null,null,null,null,null,null,null,null,null,null,null,null,null,null,null,null,null,null,null,null,null,null,null,null,null,null,null,null,null,null,null,null,null,null,null,null,null,null,null,null,null,"H-Sections or WF-Wide Flange"]
[]
[null,null,null,null,null,null,null,null,null,null,null,null,null,null,null,null,null,null,null,null,null,null,null,null,null,null,null,null,null,null,null,null,null,null,null,null,null,null,null,null,null,null,null,null,null,"TIS / JIS STANDARDS"]
[]
[null,null,null,null,null,null,null,null,null,null,null,null,null,null,null,null,null,null,null,null,null,null,null,null,null,null,null,null,null,null,null,null,null,null,null,null,null,null,null,null,null,null,null,null,null,"(TIS 1227 : 1996 / JIS G3192 : 1990)"]
[]
[null,null,null,null,null,null,null,null,null,null,null,null,null,null,null,null,null,null,null,null,null,null,null,null,null,null,null,null,null,null,null,null,null,null,null,null,null,null,null,null,null,null,null,null,null,"Size & Properties"]
[]
[]
[null,null,null,null,null,null,null,null,null,null,null,null,null,null,null,null,null,null,null,null,null,null,null,null,null,null,null,null,null,null,null,null,null,null,null,null,null,null,null,null,null,"Nominal Size mm.","Weight",null,"Sectional Dimension",null,null,null,null,null,null,null,null,null,"Sectional Area cm2","Sectional Area in2","Moment of Inertia",null,null,null,"Radius of Gyration",null,null,null,"Modulus of Section",null,null,null,"Nominal Size mm."]
[null,null,null,null,null,null,null,null,null,null,null,null,null,null,null,null,null,null,null,null,null,null,null,null,null,null,null,null,null,null,null,null,null,null,null,null,null,null,null,null,null,null,null,null,"H",null,"B",null,"t1",null,"t2",null,"r",null,null,null,"Ix",null,"Iy",null,"Ix",null,"Iy",null,"Ix",null,"Iy"]
[null,null,null,null,null,null,null,null,null,null,null,null,null,null,null,null,null,null,null,null,null,null,null,null,null,null,null,null,null,null,null,null,null,null,null,null,null,null,null,null,null,null,"kg/m.","lb/ft.","mm.","in.","mm.","in.","mm.","in.","mm.","in.","mm.","in.",null,null,"cm4","in4","cm4","in4","cm.","in.","cm.","in.","cm3","in3","cm3","in3"]
[null,null,null,null,null,null,null,null,null,null,null,null,null,null,null,null,null,null,null,null,null,null,null,null,null,null,null,null,null,null,null,null,null,null,null,null,null,null,null,1,{"$f":"AP218&\"x\"&AW218&\"x\"&AY218","v":"100x100x6x8"},"100x100",17.2,11.6,100,3.94,100,3.94,6,0.23599999999999999,8,0.315,10,0.39400000000000002,21.9,3.39,383,9.1999999999999993,134,3.22,4.2,1.65,2.4700000000000002,0.97,77,4.7,27,1.63,"100x100"]
[null,null,null,null,null,null,null,null,null,null,null,null,null,null,null,null,null,null,null,null,null,null,null,null,null,null,null,null,null,null,null,null,null,null,null,null,null,null,null,2,{"$f":"AP219&\"x\"&AW219&\"x\"&AY219","v":"125x125x6.5x9"},"125x125",23.8,16,125,4.92,125,4.92,6.5,0.25600000000000001,9,0.35399999999999998,10,0.39400000000000002,30.31,4.7,847,20.350000000000001,293,7.04,5.3,2.08,3.11,1.22,136,8.3000000000000007,47,2.87,"125x125"]
[null,null,null,null,null,null,null,null,null,null,null,null,null,null,null,null,null,null,null,null,null,null,null,null,null,null,null,null,null,null,null,null,null,null,null,null,null,null,null,3,{"$f":"AP220&\"x\"&AW220&\"x\"&AY220","v":"150x75x5x7"},"150x75",14,9.4,150,5.91,75,2.95,5,0.2,7,0.28000000000000003,8,0.31,17.850000000000001,2.77,666,16,50,1.19,6.1,2.41,1.66,0.65,89,5.4,13,0.81,"150x75"]
[null,null,null,null,null,null,null,null,null,null,null,null,null,null,null,null,null,null,null,null,null,null,null,null,null,null,null,null,null,null,null,null,null,null,null,null,null,null,null,4,{"$f":"AP221&\"x\"&AW221&\"x\"&AY221","v":"150x100x6x9"},"150x100",21.1,14.2,148,5.83,100,3.94,6,0.23599999999999999,9,0.35399999999999998,11,0.433,26.84,4.16,1020,24.51,151,3.63,6.2,2.4300000000000002,2.37,0.93,138,8.4,30,1.84,"150x100"]
[null,null,null,null,null,null,null,null,null,null,null,null,null,null,null,null,null,null,null,null,null,null,null,null,null,null,null,null,null,null,null,null,null,null,null,null,null,null,null,5,"150x150x7x10","150x150",31.5,21.2,150,5.91,150,5.91,7,0.27600000000000002,10,0.39400000000000002,11,0.433,40.14,6.22,1640,39.4,563,13.53,6.4,2.52,3.75,1.48,219,13.4,75,4.58,"150x150"]
[null,null,null,null,null,null,null,null,null,null,null,null,null,null,null,null,null,null,null,null,null,null,null,null,null,null,null,null,null,null,null,null,null,null,null,null,null,null,null,6,"175x175x7.5x11","175x175",40.200000000000003,27,175,6.89,175,6.89,7.5,0.29499999999999998,11,0.433,12,0.47199999999999998,51.21,7.94,2880,69.19,984,23.64,7.5,2.95,4.38,1.72,330,20.100000000000001,112,6.83,"175x175"]
[null,null,null,null,null,null,null,null,null,null,null,null,null,null,null,null,null,null,null,null,null,null,null,null,null,null,null,null,null,null,null,null,null,null,null,null,null,null,null,7,"200x100x4.5x7","200x100",18.2,12.2,198,7.8,99,3.9,4.5,0.17699999999999999,7,0.27600000000000002,11,0.433,23.18,3.59,1580,37.96,114,2.74,8.3000000000000007,3.25,2.21,0.87,160,9.8000000000000007,23,1.4,"200x100"]
[null,null,null,null,null,null,null,null,null,null,null,null,null,null,null,null,null,null,null,null,null,null,null,null,null,null,null,null,null,null,null,null,null,null,null,null,null,null,null,8,"200x100x5.5x8","200x100",21.3,14.3,200,7.87,100,3.94,5.5,0.217,8,0.315,11,0.433,27.16,4.21,1840,44.21,134,3.22,8.1999999999999993,3.24,2.2200000000000002,0.87,184,11.2,27,1.64]
[null,null,null,null,null,null,null,null,null,null,null,null,null,null,null,null,null,null,null,null,null,null,null,null,null,null,null,null,null,null,null,null,null,null,null,null,null,null,null,9,"200x150x6x9","200x150",30.6,20.6,194,7.64,150,5.91,6,0.23599999999999999,9,0.35399999999999998,13,0.51200000000000001,39.01,6.05,2690,64.63,507,12.18,8.3000000000000007,3.27,3.61,1.42,227,16.899999999999999,68,4.13,"200x150"]
[null,null,null,null,null,null,null,null,null,null,null,null,null,null,null,null,null,null,null,null,null,null,null,null,null,null,null,null,null,null,null,null,null,null,null,null,null,null,null,10,"200x200x8x12","200x200",49.9,33.5,200,7.87,200,7.87,8,0.315,12,0.47199999999999998,13,0.51200000000000001,63.53,9.85,4720,113.4,1600,38.44,8.6,3.39,5.0199999999999996,1.98,472,28.8,160,9.76,"200x200"]
[null,null,null,null,null,null,null,null,null,null,null,null,null,null,null,null,null,null,null,null,null,null,null,null,null,null,null,null,null,null,null,null,null,null,null,null,null,null,null,11,"200x200x12x12","200x200",56.2,37.799999999999997,200,7.87,204,8.0299999999999994,12,0.47199999999999998,12,0.47199999999999998,13,0.51200000000000001,71.53,11.09,4980,119.64,1700,40.840000000000003,8.4,3.29,4.88,1.92,498,30.4,167,10.19]
[null,null,null,null,null,null,null,null,null,null,null,null,null,null,null,null,null,null,null,null,null,null,null,null,null,null,null,null,null,null,null,null,null,null,null,null,null,null,null,12,"200x200x10x16","200x200",65.7,44.2,208,8.19,202,7.95,10,0.39400000000000002,16,0.63,13,0.51200000000000001,83.69,12.97,6530,156.88,2200,52.86,8.8000000000000007,3.48,5.13,2.02,628,38.299999999999997,218,13.3]
[null,null,null,null,null,null,null,null,null,null,null,null,null,null,null,null,null,null,null,null,null,null,null,null,null,null,null,null,null,null,null,null,null,null,null,null,null,null,null,13,"250x125x5x8","250x125",25.7,17.3,248,9.76,124,4.88,5,0.19700000000000001,8,0.315,12,0.47199999999999998,32.68,5.07,3540,85.05,255,6.13,10.4,4.09,2.79,1.1000000000000001,285,17.399999999999999,41,2.5099999999999998,"250x125"]
[null,null,null,null,null,null,null,null,null,null,null,null,null,null,null,null,null,null,null,null,null,null,null,null,null,null,null,null,null,null,null,null,null,null,null,null,null,null,null,14,"250x125x6x9","250x125",29.6,19.899999999999999,250,9.84,125,4.92,6,0.23599999999999999,9,0.35399999999999998,12,0.47199999999999998,37.659999999999997,5.84,4050,97.3,294,7.06,10.4,4.09,2.79,1.1000000000000001,324,19.8,47,2.87]
[null,null,null,null,null,null,null,null,null,null,null,null,null,null,null,null,null,null,null,null,null,null,null,null,null,null,null,null,null,null,null,null,null,null,null,null,null,null,null,15,"250x175x7x11","250x175",44.1,29.6,244,9.61,175,6.89,7,0.27600000000000002,11,0.433,16,0.63,56.24,8.7200000000000006,6120,147.03,984,23.64,10.4,4.09,4.18,1.65,502,30.6,113,6.9,"250x175"]
[null,null,null,null,null,null,null,null,null,null,null,null,null,null,null,null,null,null,null,null,null,null,null,null,null,null,null,null,null,null,null,null,null,null,null,null,null,null,null,16,"250x250x11x11","250x250",64.400000000000006,43.3,244,9.61,252,9.92,11,0.433,11,0.433,16,0.63,82.06,12.72,8790,211.18,2940,70.63,10.3,4.0599999999999996,5.98,2.35,720,43.9,233,14.22,"250x250"]
[null,null,null,null,null,null,null,null,null,null,null,null,null,null,null,null,null,null,null,null,null,null,null,null,null,null,null,null,null,null,null,null,null,null,null,null,null,null,null,17,"250x250x8x13","250x250",66.5,44.7,248,9.76,249,9.8000000000000007,8,0.315,13,0.51200000000000001,16,0.63,84.7,13.13,9930,238.57,3350,80.48,10.8,4.25,6.29,2.48,801,48.9,269,16.420000000000002]
[null,null,null,null,null,null,null,null,null,null,null,null,null,null,null,null,null,null,null,null,null,null,null,null,null,null,null,null,null,null,null,null,null,null,null,null,null,null,null,18,"250x250x9x14","250x250",72.400000000000006,48.7,250,9.84,250,9.84,9,0.35399999999999998,14,0.55100000000000005,16,0.63,92.18,14.29,10800,259.47000000000003,3650,87.69,10.8,4.25,6.29,2.48,867,52.9,292,17.82]
[null,null,null,null,null,null,null,null,null,null,null,null,null,null,null,null,null,null,null,null,null,null,null,null,null,null,null,null,null,null,null,null,null,null,null,null,null,null,null,19,"250x250x14x14","250x250",82.2,55.2,250,9.84,255,10.039999999999999,14,0.55100000000000005,14,0.55100000000000005,16,0.63,104.7,16.23,11500,276.29000000000002,3880,93.22,10.5,4.13,6.09,2.4,919,56.1,304,18.55]
[null,null,null,null,null,null,null,null,null,null,null,null,null,null,null,null,null,null,null,null,null,null,null,null,null,null,null,null,null,null,null,null,null,null,null,null,null,null,null,20,"300x150 x5.5x8","300x150 ",32,21.5,298,11.73,149,5.87,5.5,0.217,8,0.315,13,0.51200000000000001,40.799999999999997,6.32,6320,151.84,442,10.62,12.4,4.88,3.29,1.3,424,25.9,59,3.62,"300x150"]
[null,null,null,null,null,null,null,null,null,null,null,null,null,null,null,null,null,null,null,null,null,null,null,null,null,null,null,null,null,null,null,null,null,null,null,null,null,null,null,21,"300x150 x6.5x9","300x150 ",36.700000000000003,24.7,300,11.81,150,5.91,6.5,0.25600000000000001,9,0.35399999999999998,13,0.51200000000000001,46.78,7.25,7210,173.22,508,12.2,12.4,4.88,3.29,1.3,481,29.4,68,4.13]
[null,null,null,null,null,null,null,null,null,null,null,null,null,null,null,null,null,null,null,null,null,null,null,null,null,null,null,null,null,null,null,null,null,null,null,null,null,null,null,22,"300x200x8x12","300x200",56.8,38.200000000000003,294,11.57,200,7.87,8,0.315,12,0.47199999999999998,18,0.70899999999999996,72.38,11.22,11300,271.48,1600,38.44,12.5,4.92,4.71,1.85,771,47,160,9.76,"300x200"]
[null,null,null,null,null,null,null,null,null,null,null,null,null,null,null,null,null,null,null,null,null,null,null,null,null,null,null,null,null,null,null,null,null,null,null,null,null,null,null,23,"300x200x9x14","300x200",65.400000000000006,44,298,11.73,201,7.91,9,0.35399999999999998,14,0.55100000000000005,18,0.70899999999999996,83.36,12.92,13300,319.52999999999997,1900,45.65,12.6,4.96,4.7699999999999996,1.88,893,54.5,189,11.53]
[null,null,null,null,null,null,null,null,null,null,null,null,null,null,null,null,null,null,null,null,null,null,null,null,null,null,null,null,null,null,null,null,null,null,null,null,null,null,null,24,"300x300x12x12","300x300",84.5,56.8,294,11.57,302,11.89,12,0.47199999999999998,12,0.47199999999999998,18,0.70899999999999996,107.7,16.690000000000001,16900,406,5520,133,12.5,4.92,7.16,2.82,1150,70.2,365,22.27,"300x300"]
[null,null,null,null,null,null,null,null,null,null,null,null,null,null,null,null,null,null,null,null,null,null,null,null,null,null,null,null,null,null,null,null,null,null,null,null,null,null,null,25,"300x300x9x14","300x300",87,58.5,298,11.73,299,11.77,9,0.35399999999999998,14,0.55100000000000005,18,0.70899999999999996,110.8,17.170000000000002,18800,452,6240,150,13,5.12,7.51,2.96,1270,77.5,417,25.4]
[null,null,null,null,null,null,null,null,null,null,null,null,null,null,null,null,null,null,null,null,null,null,null,null,null,null,null,null,null,null,null,null,null,null,null,null,null,null,null,26,"300x300x10x15","300x300",94,63.2,300,11.81,300,11.81,10,0.39400000000000002,15,0.59099999999999997,18,0.70899999999999996,119.8,18.57,20400,490,6750,162,13.1,5.16,7.51,2.96,1360,83,450,27.5]
[null,null,null,null,null,null,null,null,null,null,null,null,null,null,null,null,null,null,null,null,null,null,null,null,null,null,null,null,null,null,null,null,null,null,null,null,null,null,null,27,"300x300x15x15","300x300",106,71.2,300,11.81,305,12.01,15,0.59099999999999997,15,0.59099999999999997,18,0.70899999999999996,134.80000000000001,20.89,21500,516.54,7100,170.58,12.6,4.96,7.26,2.86,1440,87.9,466,28.4]
[null,null,null,null,null,null,null,null,null,null,null,null,null,null,null,null,null,null,null,null,null,null,null,null,null,null,null,null,null,null,null,null,null,null,null,null,null,null,null,28,"300x300x11x17","300x300",106,71.2,304,11.97,301,11.85,11,0.433,17,0.66900000000000004,18,0.70899999999999996,134.80000000000001,20.89,23400,562.19000000000005,7730,185.71,13.2,5.2,7.57,2.98,1540,94,514,31.37]
[null,null,null,null,null,null,null,null,null,null,null,null,null,null,null,null,null,null,null,null,null,null,null,null,null,null,null,null,null,null,null,null,null,null,null,null,null,null,null,29,"350x175x6x9","350x175",41.4,27.8,346,13.62,174,6.85,6,0.23599999999999999,9,0.35399999999999998,14,0.55100000000000005,52.68,8.17,11100,266.68,792,19.03,14.5,5.71,3.88,1.53,641,39.1,91,5.55,"350x175"]
[null,null,null,null,null,null,null,null,null,null,null,null,null,null,null,null,null,null,null,null,null,null,null,null,null,null,null,null,null,null,null,null,null,null,null,null,null,null,null,30,"350x175x7x11","350x175",49.6,33.299999999999997,350,13.78,175,6.89,7,0.27600000000000002,11,0.433,14,0.55100000000000005,63.14,9.7899999999999991,13600,326.74,984,23.64,14.7,5.79,3.95,1.56,775,47.3,112,6.83]
[null,null,null,null,null,null,null,null,null,null,null,null,null,null,null,null,null,null,null,null,null,null,null,null,null,null,null,null,null,null,null,null,null,null,null,null,null,null,null,31,"350x175x8x13","350x175",57.8,38.799999999999997,354,13.94,176,6.93,8,0.315,13,0.51200000000000001,14,0.55100000000000005,73.680000000000007,11.42,16100,386.8,1180,28.35,14.8,5.83,4.01,1.58,909,55.5,134,8.18]
[null,null,null,null,null,null,null,null,null,null,null,null,null,null,null,null,null,null,null,null,null,null,null,null,null,null,null,null,null,null,null,null,null,null,null,null,null,null,null,32,"350x250x8x12","350x250",69.2,46.5,336,13.23,249,9.8000000000000007,8,0.315,12,0.47199999999999998,20,0.78700000000000003,88.15,13.66,18500,444.46,3090,74.239999999999995,14.5,5.71,5.92,2.33,1100,67.099999999999994,248,15.13,"350x250"]
[null,null,null,null,null,null,null,null,null,null,null,null,null,null,null,null,null,null,null,null,null,null,null,null,null,null,null,null,null,null,null,null,null,null,null,null,null,null,null,33,"350x250x9x14","350x250",79.7,53.6,340,13.39,250,9.84,9,0.35399999999999998,14,0.55100000000000005,20,0.78700000000000003,101.5,15.73,21700,521.34,3650,87.69,14.6,5.75,6,2.36,1280,78.099999999999994,292,17.82]
[null,null,null,null,null,null,null,null,null,null,null,null,null,null,null,null,null,null,null,null,null,null,null,null,null,null,null,null,null,null,null,null,null,null,null,null,null,null,null,34,"350x350x13x13","350x350",106,71.2,338,13.31,351,13.82,13,0.51200000000000001,13,0.51200000000000001,20,0.78700000000000003,135.30000000000001,20.97,28200,677.51,9380,225.36,14.4,5.67,8.33,3.28,1670,101.9,534,32.590000000000003,"350x350"]
[null,null,null,null,null,null,null,null,null,null,null,null,null,null,null,null,null,null,null,null,null,null,null,null,null,null,null,null,null,null,null,null,null,null,null,null,null,null,null,35,"350x350x10x16","350x350",115,77.3,344,13.54,348,13.7,10,0.39400000000000002,16,0.63,20,0.78700000000000003,146,22.63,33300,800.04,11200,269.08,15.1,5.94,8.7799999999999994,3.46,1940,118.4,646,39.42]
[null,null,null,null,null,null,null,null,null,null,null,null,null,null,null,null,null,null,null,null,null,null,null,null,null,null,null,null,null,null,null,null,null,null,null,null,null,null,null,36,"350x350x16x16","350x350",131,88,344,13.54,354,13.94,16,0.63,16,0.63,20,0.78700000000000003,166.6,25.82,35300,848.09,11800,283.5,14.6,5.75,8.43,3.32,2050,125.1,669,40.82]
[null,null,null,null,null,null,null,null,null,null,null,null,null,null,null,null,null,null,null,null,null,null,null,null,null,null,null,null,null,null,null,null,null,null,null,null,null,null,null,37,"350x350x12x19","350x350",137,92.1,350,13.78,350,13.78,12,0.47199999999999998,19,0.748,20,0.78700000000000003,173.9,26.95,40300,968.21,13600,326.74,15.2,5.98,8.84,3.48,2300,140.4,776,47.35]
[null,null,null,null,null,null,null,null,null,null,null,null,null,null,null,null,null,null,null,null,null,null,null,null,null,null,null,null,null,null,null,null,null,null,null,null,null,null,null,38,"350x350x19x19","350x350",156,104.8,350,13.78,357,14.06,19,0.748,19,0.748,20,0.78700000000000003,198.4,30.75,42800,1030,11400,345.96,14.7,5.79,8.5299999999999994,3.36,2450,149.5,809,49.37]
[null,null,null,null,null,null,null,null,null,null,null,null,null,null,null,null,null,null,null,null,null,null,null,null,null,null,null,null,null,null,null,null,null,null,null,null,null,null,null,39,"400x200x7x11","400x200",55.6,38,396,15.59,199,7.83,7,0.27600000000000002,11,0.433,16,0.63,72.16,11.18,20000,480.5,1450,34.840000000000003,16.7,6.57,4.4800000000000004,1.76,1010,61.6,145,8.85,"400x200"]
[null,null,null,null,null,null,null,null,null,null,null,null,null,null,null,null,null,null,null,null,null,null,null,null,null,null,null,null,null,null,null,null,null,null,null,null,null,null,null,40,"400x200x8x13","400x200",66,44.4,400,15.75,200,7.87,8,0.315,13,0.51200000000000001,16,0.63,84.12,13.04,23700,569.39,1740,41.8,16.8,6.61,4.54,1.79,1190,72.599999999999994,174,10.62]
[null,null,null,null,null,null,null,null,null,null,null,null,null,null,null,null,null,null,null,null,null,null,null,null,null,null,null,null,null,null,null,null,null,null,null,null,null,null,null,41,"400x200x9x15","400x200",75.5,50.7,404,15.91,201,7.91,9,0.35399999999999998,15,0.59099999999999997,16,0.63,96.16,14.9,27500,660.69,2030,48.77,16.899999999999999,6.65,4.5999999999999996,1.81,1360,83,202,12.33]
[null,null,null,null,null,null,null,null,null,null,null,null,null,null,null,null,null,null,null,null,null,null,null,null,null,null,null,null,null,null,null,null,null,null,null,null,null,null,null,42,"400x300x9x14","400x300",94.3,63.4,386,15.2,299,11.77,9,0.35399999999999998,14,0.55100000000000005,22,0.86599999999999999,120.1,18.62,33700,809.65,6240,149.91999999999999,16.7,6.57,7.21,2.84,1740,106.2,418,25.51,"400x300"]
[null,null,null,null,null,null,null,null,null,null,null,null,null,null,null,null,null,null,null,null,null,null,null,null,null,null,null,null,null,null,null,null,null,null,null,null,null,null,null,43,"400x300x10x16","400x300",107,71.900000000000006,390,15.35,300,11.81,10,0.39400000000000002,16,0.63,22,0.86599999999999999,136,21.08,38700,929.77,7210,173.22,16.899999999999999,6.65,7.28,2.87,1980,120.8,481,29.35]
[null,null,null,null,null,null,null,null,null,null,null,null,null,null,null,null,null,null,null,null,null,null,null,null,null,null,null,null,null,null,null,null,null,null,null,null,null,null,null,44,"400x400x15x15","400x400",140,94.1,388,15.28,402,15.83,15,0.59099999999999997,15,0.59099999999999997,22,0.86599999999999999,178.5,27.67,49000,1177.23,16300,391.61,16.600000000000001,6.54,9.5399999999999991,3.76,2520,153.80000000000001,809,49.37,"400x400"]
[null,null,null,null,null,null,null,null,null,null,null,null,null,null,null,null,null,null,null,null,null,null,null,null,null,null,null,null,null,null,null,null,null,null,null,null,null,null,null,45,"400x400x11x18","400x400",147,98.8,394,15.51,398,15.67,11,0.433,18,0.70899999999999996,22,0.86599999999999999,186.8,28.95,56100,1347.81,18900,454.07,17.3,6.81,10.1,3.98,2850,173.9,951,58.03]
[null,null,null,null,null,null,null,null,null,null,null,null,null,null,null,null,null,null,null,null,null,null,null,null,null,null,null,null,null,null,null,null,null,null,null,null,null,null,null,46,"400x400x18x18","400x400",168,112.9,394,15.51,405,15.94,18,0.70899999999999996,18,0.70899999999999996,22,0.86599999999999999,214.4,33.229999999999997,59700,1434.3,20000,480.5,16.7,6.57,9.65,3.8,3030,184.9,985,60.11]
[null,null,null,null,null,null,null,null,null,null,null,null,null,null,null,null,null,null,null,null,null,null,null,null,null,null,null,null,null,null,null,null,null,null,null,null,null,null,null,47,"400x400x13x21","400x400",172,115.6,400,15.75,400,15.75,13,0.51200000000000001,21,0.82699999999999996,22,0.86599999999999999,218.7,33.9,66600,1600.07,22400,538.16,17.5,6.89,10.1,3.98,3330,203.2,1120,68.349999999999994]
[null,null,null,null,null,null,null,null,null,null,null,null,null,null,null,null,null,null,null,null,null,null,null,null,null,null,null,null,null,null,null,null,null,null,null,null,null,null,null,48,"400x400x21x21","400x400",197,132.4,400,15.75,408,16.059999999999999,21,0.82699999999999996,21,0.82699999999999996,22,0.86599999999999999,250.7,38.86,70900,1703.38,23800,571.79999999999995,16.8,6.61,9.75,3.84,3540,216,1170,71.400000000000006]
[null,null,null,null,null,null,null,null,null,null,null,null,null,null,null,null,null,null,null,null,null,null,null,null,null,null,null,null,null,null,null,null,null,null,null,null,null,null,null,49,"400x400x18x28","400x400",232,155.9,414,16.3,405,15.94,18,0.70899999999999996,28,1.1020000000000001,22,0.86599999999999999,295.39999999999998,45.79,92800,2229.5300000000002,31000,744.78,17.7,6.97,10.199999999999999,4.0199999999999996,4480,273.39999999999998,1530,93.37]
[null,null,null,null,null,null,null,null,null,null,null,null,null,null,null,null,null,null,null,null,null,null,null,null,null,null,null,null,null,null,null,null,null,null,null,null,null,null,null,50,"450x200x8x12","450x200",66.2,44.5,446,17.559999999999999,199,7.83,8,0.315,12,0.47199999999999998,18,0.70899999999999996,84.3,13.07,28700,689.52,1580,37.96,18.5,7.28,4.33,1.7,1290,78.7,159,9.6999999999999993,"450x200"]
[null,null,null,null,null,null,null,null,null,null,null,null,null,null,null,null,null,null,null,null,null,null,null,null,null,null,null,null,null,null,null,null,null,null,null,null,null,null,null,51,"450x200x9x14","450x200",76,51.1,450,17.72,200,7.87,9,0.35399999999999998,14,0.55100000000000005,18,0.70899999999999996,96.76,15,33500,804.84,1870,44.93,18.600000000000001,7.32,4.4000000000000004,1.73,1490,90.9,187,11.41]
[null,null,null,null,null,null,null,null,null,null,null,null,null,null,null,null,null,null,null,null,null,null,null,null,null,null,null,null,null,null,null,null,null,null,null,null,null,null,null,52,"450x200x10x17","450x200",88.9,59.7,456,17.95,201,7.91,10,0.39400000000000002,17,0.66900000000000004,18,0.70899999999999996,113.3,17.559999999999999,40400,970.61,2310,55.5,18.899999999999999,7.44,4.51,1.78,1770,108,230,14.04]
[null,null,null,null,null,null,null,null,null,null,null,null,null,null,null,null,null,null,null,null,null,null,null,null,null,null,null,null,null,null,null,null,null,null,null,null,null,null,null,53,"450x300x10x17","450x300",106,71.2,434,17.09,299,11.81,10,0.39400000000000002,17,0.59099999999999997,24,0.94499999999999995,135,20.93,46800,1124.3699999999999,6690,160.72999999999999,18.600000000000001,7.32,7.04,2.77,2160,131.80000000000001,448,27.34,"450x300"]
[null,null,null,null,null,null,null,null,null,null,null,null,null,null,null,null,null,null,null,null,null,null,null,null,null,null,null,null,null,null,null,null,null,null,null,null,null,null,null,54,"450x300x11x18","450x300",124,83.3,440,17.32,300,11.81,11,0.433,18,0.70899999999999996,24,0.94499999999999995,157.4,24.4,56100,1347.81,8110,194.84,18.899999999999999,7.44,7.18,2.83,2550,155.6,541,33.01]
[null,null,null,null,null,null,null,null,null,null,null,null,null,null,null,null,null,null,null,null,null,null,null,null,null,null,null,null,null,null,null,null,null,null,null,null,null,null,null,55,"450x300x13x21","450x300",145,97.4,446,17.559999999999999,302,11.89,13,0.51200000000000001,21,0.82699999999999996,24,0.94499999999999995,184.3,28.57,66400,1595.27,9660,232.08,19,7.48,7.24,2.85,2980,181.9,639,38.99]
[null,null,null,null,null,null,null,null,null,null,null,null,null,null,null,null,null,null,null,null,null,null,null,null,null,null,null,null,null,null,null,null,null,null,null,null,null,null,null,56,"500x200x9x14","500x200",79.5,53.4,496,19.53,199,7.83,9,0.35399999999999998,14,0.55100000000000005,20,0.78700000000000003,101.3,15.7,41900,1006.65,1840,44.21,20.3,7.99,4.2699999999999996,1.68,1690,103.1,185,11.29,"500x200"]
[null,null,null,null,null,null,null,null,null,null,null,null,null,null,null,null,null,null,null,null,null,null,null,null,null,null,null,null,null,null,null,null,null,null,null,null,null,null,null,57,"500x200x10x16","500x200",89.6,60.2,500,19.690000000000001,200,7.87,10,0.39400000000000002,16,0.63,20,0.78700000000000003,114.2,17.7,47800,1148.4000000000001,2140,51.41,20.5,8.07,4.33,1.7,1910,116.6,214,13.06]
[null,null,null,null,null,null,null,null,null,null,null,null,null,null,null,null,null,null,null,null,null,null,null,null,null,null,null,null,null,null,null,null,null,null,null,null,null,null,null,58,"500x200x11x19","500x200",103,69.2,506,19.920000000000002,201,7.91,11,0.433,19,0.748,20,0.78700000000000003,131.30000000000001,20.350000000000001,56500,1357.42,2580,61.98,20.7,8.15,4.43,1.74,2230,136.1,257,15.68]
[null,null,null,null,null,null,null,null,null,null,null,null,null,null,null,null,null,null,null,null,null,null,null,null,null,null,null,null,null,null,null,null,null,null,null,null,null,null,null,59,"500x300x11x15","500x300",114,76.599999999999994,482,18.98,300,11.81,11,0.433,15,0.59099999999999997,26,1.024,145.5,22.55,60400,1451.12,6760,162.41,20.399999999999999,8.0299999999999994,6.82,2.69,2500,152.6,451,27.52,"500x300"]
[null,null,null,null,null,null,null,null,null,null,null,null,null,null,null,null,null,null,null,null,null,null,null,null,null,null,null,null,null,null,null,null,null,null,null,null,null,null,null,60,"500x300x11x18","500x300",128,86,488,19.21,300,11.81,11,0.433,18,0.70899999999999996,26,1.024,163.5,25.34,71000,1705.78,8110,194.84,20.8,8.19,7.04,2.77,2910,177.6,541,33.01]
[null,null,null,null,null,null,null,null,null,null,null,null,null,null,null,null,null,null,null,null,null,null,null,null,null,null,null,null,null,null,null,null,null,null,null,null,null,null,null,61,"500x300x13x21","500x300",150,100.8,494,19.45,302,11.89,13,0.51200000000000001,21,0.82699999999999996,26,1.024,191.4,29.67,83800,2013.3,9660,232.08,20.9,8.23,7.1,2.8,3390,208.9,640,39.06]
[null,null,null,null,null,null,null,null,null,null,null,null,null,null,null,null,null,null,null,null,null,null,null,null,null,null,null,null,null,null,null,null,null,null,null,null,null,null,null,62,"600x200x10x15","600x200",94.6,63.6,596,23.46,199,7.83,10,0.39400000000000002,15,0.59099999999999997,22,0.86599999999999999,120.5,18.68,68700,1650.52,1980,47.57,23.9,9.41,4.05,1.59,2310,141,199,12.14,"600x200"]
[null,null,null,null,null,null,null,null,null,null,null,null,null,null,null,null,null,null,null,null,null,null,null,null,null,null,null,null,null,null,null,null,null,null,null,null,null,null,null,63,"600x200x11x17","600x200",106,71.2,600,23.62,200,7.87,11,0.433,17,0.66900000000000004,22,0.86599999999999999,134.4,20.83,77600,1864.35,2280,54.78,24,9.4499999999999993,4.12,1.62,2590,158.1,228,13.91]
[null,null,null,null,null,null,null,null,null,null,null,null,null,null,null,null,null,null,null,null,null,null,null,null,null,null,null,null,null,null,null,null,null,null,null,null,null,null,null,64,"600x200x12x20","600x200",120,80.599999999999994,606,23.86,201,7.91,12,0.47199999999999998,20,0.78700000000000003,22,0.86599999999999999,152.5,23.67,90400,2171.87,2720,65.349999999999994,24.3,9.57,4.22,1.66,2980,181.9,271,16.54]
[null,null,null,null,null,null,null,null,null,null,null,null,null,null,null,null,null,null,null,null,null,null,null,null,null,null,null,null,null,null,null,null,null,null,null,null,null,null,null,65,"600x200x13x23","600x200",134,90.1,612,24.09,202,7.95,13,0.51200000000000001,23,0.90600000000000003,22,0.86599999999999999,170.7,26.46,103000,2474.58,3180,76.400000000000006,24.6,9.69,4.3099999999999996,1.7,3380,206.3,314,19.16]
[null,null,null,null,null,null,null,null,null,null,null,null,null,null,null,null,null,null,null,null,null,null,null,null,null,null,null,null,null,null,null,null,null,null,null,null,null,null,null,66,"600x300x12x17","600x300",137,92.1,582,22.91,300,11.81,12,0.47199999999999998,17,0.66900000000000004,28,1.1020000000000001,174.5,27.05,103000,2474.58,7670,184.27,24.3,9.57,6.63,2.61,3530,215.4,511,31.18,"600x300"]
[null,null,null,null,null,null,null,null,null,null,null,null,null,null,null,null,null,null,null,null,null,null,null,null,null,null,null,null,null,null,null,null,null,null,null,null,null,null,null,67,"600x300x12x20","600x300",151,101.5,588,23.15,300,11.81,12,0.47199999999999998,20,0.78700000000000003,28,1.1020000000000001,192.5,29.84,118000,2834.96,9020,216.71,24.8,9.76,6.85,2.7,4020,245.3,601,36.68]
[null,null,null,null,null,null,null,null,null,null,null,null,null,null,null,null,null,null,null,null,null,null,null,null,null,null,null,null,null,null,null,null,null,null,null,null,null,null,null,68,{"$f":"AP285&\"x\"&AW285&\"x\"&AY285","v":"600x300x14x23"},"600x300",175,117.6,594,23.39,302,11.89,14,0.55100000000000005,23,0.90600000000000003,28,1.1020000000000001,222.4,34.47,137000,3291.44,10600,254.67,24.9,9.8000000000000007,6.9,2.72,4620,281.89999999999998,701,42.78]
[null,null,null,null,null,null,null,null,null,null,null,null,null,null,null,null,null,null,null,null,null,null,null,null,null,null,null,null,null,null,null,null,null,null,null,null,null,null,null,69,"700x300x13x20","700x300",166,111.6,692,27.24,300,11.81,13,0.51200000000000001,20,0.78700000000000003,28,1.1000000000000001,211.5,32.78,172000,4132.32,9020,216.71,28.6,11.26,6.53,2.57,4980,303.89999999999998,602,36.74,"700x300"]
[null,null,null,null,null,null,null,null,null,null,null,null,null,null,null,null,null,null,null,null,null,null,null,null,null,null,null,null,null,null,null,null,null,null,null,null,null,null,null,70,"700x300x13x24","700x300",185,124.3,700,27.56,300,11.81,13,0.51200000000000001,24,0.94499999999999995,28,1.1000000000000001,235.5,36.5,201000,4829.04,10800,259.47000000000003,29.3,11.54,6.78,2.67,5760,351.5,722,44.06]
[null,null,null,null,null,null,null,null,null,null,null,null,null,null,null,null,null,null,null,null,null,null,null,null,null,null,null,null,null,null,null,null,null,null,null,null,null,null,null,71,"800x300x14x22","800x300",191,128.4,792,31.18,300,11.81,14,0.55100000000000005,22,0.86599999999999999,28,1.1020000000000001,243.4,37.729999999999997,254000,6102.37,9930,238.57,32.299999999999997,12.72,6.39,2.52,6410,391.2,662,40.4,"800x300"]
[null,null,null,null,null,null,null,null,null,null,null,null,null,null,null,null,null,null,null,null,null,null,null,null,null,null,null,null,null,null,null,null,null,null,null,null,null,null,null,72,"800x300x14x26","800x300",210,141.1,800,31.5,300,11.81,14,0.55100000000000005,26,1.024,28,1.1020000000000001,267.39999999999998,41.45,292000,7015.33,11700,281.08999999999997,33,12.99,6.62,2.61,7290,444.9,782,47.72]
[null,null,null,null,null,null,null,null,null,null,null,null,null,null,null,null,null,null,null,null,null,null,null,null,null,null,null,null,null,null,null,null,null,null,null,null,null,null,null,73,"900x300x16x28","900x300",243,160.69999999999999,900,35.43,300,11.81,16,0.65,28,1.1080000000000001,28,1.1020000000000001,309.8,48.02,411000,9874,12600,303,36.4,14.33,6.39,2.52,11800,720,1140,69.569999999999993,"900x300"]
[]
[]
[]
[null,null,null,null,null,null,null,null,null,null,null,null,null,null,null,null,null,null,null,null,null,null,null,null,null,null,null,null,null,null,null,null,null,null,null,null,null,null,null,null,null,null,null,null,null,"I-Sections"]
[]
[null,null,null,null,null,null,null,null,null,null,null,null,null,null,null,null,null,null,null,null,null,null,null,null,null,null,null,null,null,null,null,null,null,null,null,null,null,null,null,null,null,null,null,null,null,"TIS / JIS STANDARDS"]
[]
[null,null,null,null,null,null,null,null,null,null,null,null,null,null,null,null,null,null,null,null,null,null,null,null,null,null,null,null,null,null,null,null,null,null,null,null,null,null,null,null,null,null,null,null,null,"(TIS 1227 : 1996 / JIS G3192 : 1990)"]
[]
[null,null,null,null,null,null,null,null,null,null,null,null,null,null,null,null,null,null,null,null,null,null,null,null,null,null,null,null,null,null,null,null,null,null,null,null,null,null,null,null,null,null,null,null,null,"Size & Properties"]
[]
[]
[null,null,null,null,null,null,null,null,null,null,null,null,null,null,null,null,null,null,null,null,null,null,null,null,null,null,null,null,null,null,null,null,null,null,null,null,null,null,null,null,null,"Standard Sectional",null,null,null,null,"Sectional Area","Weight (kg/m.)","Reference"]
[null,null,null,null,null,null,null,null,null,null,null,null,null,null,null,null,null,null,null,null,null,null,null,null,null,null,null,null,null,null,null,null,null,null,null,null,null,null,null,null,null,"Dimension (mm.)",null,null,null,null,"(cm2)"]
[null,null,null,null,null,null,null,null,null,null,null,null,null,null,null,null,null,null,null,null,null,null,null,null,null,null,null,null,null,null,null,null,null,null,null,null,null,null,null,null,null,"H x B","t1","t2","r1","r2",null,null,"Geometrical Moment",null,"Radius of Gyration (cm)",null,"Modulus of Section (cm3)"]
[null,null,null,null,null,null,null,null,null,null,null,null,null,null,null,null,null,null,null,null,null,null,null,null,null,null,null,null,null,null,null,null,null,null,null,null,null,null,null,null,null,null,null,null,null,null,null,null,"of Inertia (cm4)"]
[null,null,null,null,null,null,null,null,null,null,null,null,null,null,null,null,null,null,null,null,null,null,null,null,null,null,null,null,null,null,null,null,null,null,null,null,null,null,null,null,null,null,null,null,null,null,null,null,"lx","ly","ix","iy","Zx","Zy"]
[null,null,null,null,null,null,null,null,null,null,null,null,null,null,null,null,null,null,null,null,null,null,null,null,null,null,null,null,null,null,null,null,null,null,null,null,null,null,null,1,{"$f":"AP308&\"x\"&AQ308&\"x\"&AR308","v":"100x75x5x8"},"100x75",5,8,7,3.5,16.43,12.9,281,47.3,4.1399999999999997,1.7,56.2,12.6]
[null,null,null,null,null,null,null,null,null,null,null,null,null,null,null,null,null,null,null,null,null,null,null,null,null,null,null,null,null,null,null,null,null,null,null,null,null,null,null,2,{"$f":"AP309&\"x\"&AQ309&\"x\"&AR309","v":"125x75x5.5x9.5"},"125x75",5.5,9.5,9,4.5,20.45,16.100000000000001,538,57.5,5.13,1.68,86,15.3]
[null,null,null,null,null,null,null,null,null,null,null,null,null,null,null,null,null,null,null,null,null,null,null,null,null,null,null,null,null,null,null,null,null,null,null,null,null,null,null,3,"150x75x5.5x9.5","150x75",5.5,9.5,9,4.5,21.83,17.100000000000001,819,57.5,6.12,1.62,109,15.3]
[null,null,null,null,null,null,null,null,null,null,null,null,null,null,null,null,null,null,null,null,null,null,null,null,null,null,null,null,null,null,null,null,null,null,null,null,null,null,null,4,"150x125x8.5x14","150x125",8.5,14,13,6.5,46.15,36.200000000000003,1760,385,6.18,2.89,235,61.6]
[null,null,null,null,null,null,null,null,null,null,null,null,null,null,null,null,null,null,null,null,null,null,null,null,null,null,null,null,null,null,null,null,null,null,null,null,null,null,null,5,"180x100x6x10","180x100",6,10,10,5,30.06,23.6,1670,138,7.45,2.14,186,27.5]
[null,null,null,null,null,null,null,null,null,null,null,null,null,null,null,null,null,null,null,null,null,null,null,null,null,null,null,null,null,null,null,null,null,null,null,null,null,null,null,6,"200x100x7x10","200x100",7,10,10,5,33.06,26,2170,138,8.11,2.0499999999999998,217,27.7]
[null,null,null,null,null,null,null,null,null,null,null,null,null,null,null,null,null,null,null,null,null,null,null,null,null,null,null,null,null,null,null,null,null,null,null,null,null,null,null,7,"200x150x9x16","200x150",9,16,15,7.5,64.16,50.4,4460,753,8.34,3.43,446,100]
[null,null,null,null,null,null,null,null,null,null,null,null,null,null,null,null,null,null,null,null,null,null,null,null,null,null,null,null,null,null,null,null,null,null,null,null,null,null,null,8,{"$f":"AP315&\"x\"&AQ315&\"x\"&AR315","v":"250x125x7.5x12.5"},"250x125",7.5,12.5,12,6,48.79,38.299999999999997,5180,337,10.3,2.63,414,53.9]
[null,null,null,null,null,null,null,null,null,null,null,null,null,null,null,null,null,null,null,null,null,null,null,null,null,null,null,null,null,null,null,null,null,null,null,null,null,null,null,9,{"$f":"AP316&\"x\"&AQ316&\"x\"&AR316","v":"250x125x10x19"},"250x125",10,19,21,10.5,70.73,55.5,7310,538,10.199999999999999,2.76,585,86]
[null,null,null,null,null,null,null,null,null,null,null,null,null,null,null,null,null,null,null,null,null,null,null,null,null,null,null,null,null,null,null,null,null,null,null,null,null,null,null,10,"300x150x8x13","300x150",8,13,12,6,61.58,48.3,9480,588,12.4,3.09,632,78.400000000000006]
[null,null,null,null,null,null,null,null,null,null,null,null,null,null,null,null,null,null,null,null,null,null,null,null,null,null,null,null,null,null,null,null,null,null,null,null,null,null,null,11,"300x150x10x18.5","300x150",10,18.5,19,9.5,83.47,65.5,12700,886,12.3,3.26,849,118]
[null,null,null,null,null,null,null,null,null,null,null,null,null,null,null,null,null,null,null,null,null,null,null,null,null,null,null,null,null,null,null,null,null,null,null,null,null,null,null,12,"300x150x11.5x22","300x150",11.5,22,23,11.5,97.88,76.8,14700,1080,12.2,3.32,978,143]
[null,null,null,null,null,null,null,null,null,null,null,null,null,null,null,null,null,null,null,null,null,null,null,null,null,null,null,null,null,null,null,null,null,null,null,null,null,null,null,13,"350x150x9x15","350x150",9,15,13,6.5,74.58,58.5,15200,702,14.3,3.07,870,93.5]
[null,null,null,null,null,null,null,null,null,null,null,null,null,null,null,null,null,null,null,null,null,null,null,null,null,null,null,null,null,null,null,null,null,null,null,null,null,null,null,14,"350x150x12x24","350x150",12,24,25,12.5,111.1,87.2,22400,1180,14.2,3.26,1280,158]
[null,null,null,null,null,null,null,null,null,null,null,null,null,null,null,null,null,null,null,null,null,null,null,null,null,null,null,null,null,null,null,null,null,null,null,null,null,null,null,15,"400x150x10x18","400x150",10,18,17,8.5,91.73,72,24100,864,16.2,3.07,1200,115]
[null,null,null,null,null,null,null,null,null,null,null,null,null,null,null,null,null,null,null,null,null,null,null,null,null,null,null,null,null,null,null,null,null,null,null,null,null,null,null,16,"400x150x12.5x25","400x150",12.5,25,27,13.5,122.1,95.8,31700,1240,16.100000000000001,3.18,1580,165]
[null,null,null,null,null,null,null,null,null,null,null,null,null,null,null,null,null,null,null,null,null,null,null,null,null,null,null,null,null,null,null,null,null,null,null,null,null,null,null,17,"450x175x11x20","450x175",11,20,19,9.5,116.8,91.7,39200,1510,18.3,3.6,1740,173]
[null,null,null,null,null,null,null,null,null,null,null,null,null,null,null,null,null,null,null,null,null,null,null,null,null,null,null,null,null,null,null,null,null,null,null,null,null,null,null,18,"450x175x13x26","450x175",13,26,27,13.5,146.1,115,48800,2020,18.3,3.72,2170,231]
[null,null,null,null,null,null,null,null,null,null,null,null,null,null,null,null,null,null,null,null,null,null,null,null,null,null,null,null,null,null,null,null,null,null,null,null,null,null,null,19,{"$f":"AP326&\"x\"&AQ326&\"x\"&AR326","v":"600x190x13x25"},"600x190",13,25,25,12.5,169.4,133,98400,2460,24.1,3.81,3280,259]
[null,null,null,null,null,null,null,null,null,null,null,null,null,null,null,null,null,null,null,null,null,null,null,null,null,null,null,null,null,null,null,null,null,null,null,null,null,null,null,20,"600x190x16x35","600x190",16,35,38,19,224.5,176,130000,3540,24.1,3.97,4330,373]
[]
[]
[]
[null,null,null,null,null,null,null,null,null,null,null,null,null,null,null,null,null,null,null,null,null,null,null,null,null,null,null,null,null,null,null,null,null,null,null,null,null,null,null,null,null,null,null,null,null,null,null,"Light Lip Channel"]
[]
[]
[]
[]
[]
[]
[]
[]
[null,null,null,null,null,null,null,null,null,null,null,null,null,null,null,null,null,null,null,null,null,null,null,null,null,null,null,null,null,null,null,null,null,null,null,null,null,null,null,null,null,"Dimensions mm.",null,"Sectional Area cm2","Weight kg./m.","Center of Gravity cm.",null,"Secondary Moment of Area cm4",null,"Radius of Gyration of Area cm.",null,"Modulus of Section cm3",null,"Center of Shear cm."]
[null,null,null,null,null,null,null,null,null,null,null,null,null,null,null,null,null,null,null,null,null,null,null,null,null,null,null,null,null,null,null,null,null,null,null,null,null,null,null,null,null,"H x A x C","t",null,null,"Cx","Cy","Ix","Iy","ix","iy","Zx","Zy","Sx","Sy"]
[null,null,null,null,null,null,null,null,null,null,null,null,null,null,null,null,null,null,null,null,null,null,null,null,null,null,null,null,null,null,null,null,null,null,null,null,null,null,null,1,"250x75x25x4.5","250x75x25",4.5,18.920000000000002,14.9,0,2.0699999999999998,1690,129,9.44,2.62,135,23.8,5.0999999999999996,0]
[null,null,null,null,null,null,null,null,null,null,null,null,null,null,null,null,null,null,null,null,null,null,null,null,null,null,null,null,null,null,null,null,null,null,null,null,null,null,null,2,"200x75x25x4.5","200x75x25",4.5,16.670000000000002,13.1,0,2.3199999999999998,990,121,7.61,2.69,99,23.3,5.6,0]
[null,null,null,null,null,null,null,null,null,null,null,null,null,null,null,null,null,null,null,null,null,null,null,null,null,null,null,null,null,null,null,null,null,null,null,null,null,null,null,3,"200x75x25x4.0","200x75x25",4,14.95,11.7,0,2.3199999999999998,895,110,7.74,2.72,89.5,21.3,5.7,0]
[null,null,null,null,null,null,null,null,null,null,null,null,null,null,null,null,null,null,null,null,null,null,null,null,null,null,null,null,null,null,null,null,null,null,null,null,null,null,null,4,"200x75x25x3.2","200x75x25",3.2,12.13,9.52,0,2.33,736,92.3,7.7,2.76,73.599999999999994,17.8,5.7,0]
[null,null,null,null,null,null,null,null,null,null,null,null,null,null,null,null,null,null,null,null,null,null,null,null,null,null,null,null,null,null,null,null,null,null,null,null,null,null,null,5,"200x75x20x4.5","200x75x20",4.5,16.22,12.7,0,2.19,963,109,7.71,2.6,96.3,20.6,5.7,0]
[null,null,null,null,null,null,null,null,null,null,null,null,null,null,null,null,null,null,null,null,null,null,null,null,null,null,null,null,null,null,null,null,null,null,null,null,null,null,null,6,"200x75x20x4.0","200x75x20",4,14.55,11.4,0,2.19,871,100,7.74,2.62,87.1,18.899999999999999,5.3,0]
[null,null,null,null,null,null,null,null,null,null,null,null,null,null,null,null,null,null,null,null,null,null,null,null,null,null,null,null,null,null,null,null,null,null,null,null,null,null,null,7,"200x75x20x3.2","200x75x20",3.2,11.81,9.27,0,2.19,716,84.1,7.79,2.67,71.599999999999994,15.8,5.3,0]
[null,null,null,null,null,null,null,null,null,null,null,null,null,null,null,null,null,null,null,null,null,null,null,null,null,null,null,null,null,null,null,null,null,null,null,null,null,null,null,8,"150x75x25x4.5","150x75x25",4.5,14.42,11.3,0,2.65,501,109,5.9,2.75,66.900000000000006,22.5,5.4,0]
[null,null,null,null,null,null,null,null,null,null,null,null,null,null,null,null,null,null,null,null,null,null,null,null,null,null,null,null,null,null,null,null,null,null,null,null,null,null,null,9,"150x75x25x4.0","150x75x25",4,12.95,10.199999999999999,0,2.65,455,99.8,5.93,2.78,60.6,20.6,6.3,0]
[null,null,null,null,null,null,null,null,null,null,null,null,null,null,null,null,null,null,null,null,null,null,null,null,null,null,null,null,null,null,null,null,null,null,null,null,null,null,null,10,"150x75x25x3.2","150x75x25",3.2,10.53,8.27,0,2.66,375,83.6,5.97,2.82,50,17.3,6.3,0]
[null,null,null,null,null,null,null,null,null,null,null,null,null,null,null,null,null,null,null,null,null,null,null,null,null,null,null,null,null,null,null,null,null,null,null,null,null,null,null,11,"150x75x20x4.5","150x75x20",4.5,13.97,11,0,2.5,489,99.2,5.92,2.66,65.2,19.8,6.4,0]
[null,null,null,null,null,null,null,null,null,null,null,null,null,null,null,null,null,null,null,null,null,null,null,null,null,null,null,null,null,null,null,null,null,null,null,null,null,null,null,12,"150x75x20x4.0","150x75x20",4,12.55,9.85,0,2.5099999999999998,445,91,5.95,2.69,59.3,18.2,6,0]
[null,null,null,null,null,null,null,null,null,null,null,null,null,null,null,null,null,null,null,null,null,null,null,null,null,null,null,null,null,null,null,null,null,null,null,null,null,null,null,13,"150x75x20x3.2","150x75x20",3.2,10.210000000000001,8.01,0,2.5099999999999998,366,76.400000000000006,5.99,2.74,48.9,15.3,5.8,0]
[null,null,null,null,null,null,null,null,null,null,null,null,null,null,null,null,null,null,null,null,null,null,null,null,null,null,null,null,null,null,null,null,null,null,null,null,null,null,null,14,"150x65x20x4.0","150x65x20",4,11.75,9.2200000000000006,0,2.11,401,63.7,5.48,2.33,53.5,14.5,5.0999999999999996,0]
[null,null,null,null,null,null,null,null,null,null,null,null,null,null,null,null,null,null,null,null,null,null,null,null,null,null,null,null,null,null,null,null,null,null,null,null,null,null,null,15,"150x65x20x3.2","150x65x20",3.2,9.5670000000000002,7.51,0,2.11,332,53.8,5.89,2.37,44.3,12.2,5,0]
[null,null,null,null,null,null,null,null,null,null,null,null,null,null,null,null,null,null,null,null,null,null,null,null,null,null,null,null,null,null,null,null,null,null,null,null,null,null,null,16,"150x65x20x2.3","150x65x20",2.2999999999999998,7.0119999999999996,5.5,0,2.12,248,41.1,5.94,2.42,33,9.3699999999999992,5.0999999999999996,0]
[null,null,null,null,null,null,null,null,null,null,null,null,null,null,null,null,null,null,null,null,null,null,null,null,null,null,null,null,null,null,null,null,null,null,null,null,null,null,null,17,"150x50x20x4.5","150x50x20",4.5,11.72,9.1999999999999993,0,1.54,368,35.700000000000003,5.6,1.75,49,10.5,5.2,0]
[null,null,null,null,null,null,null,null,null,null,null,null,null,null,null,null,null,null,null,null,null,null,null,null,null,null,null,null,null,null,null,null,null,null,null,null,null,null,null,18,"150x50x20x3.2","150x50x20",3.2,8.6069999999999993,6.76,0,1.54,280,28.3,5.71,1.81,37.4,8.19,3.7,0]
[null,null,null,null,null,null,null,null,null,null,null,null,null,null,null,null,null,null,null,null,null,null,null,null,null,null,null,null,null,null,null,null,null,null,null,null,null,null,null,19,"150x50x20x2.3","150x50x20",2.2999999999999998,6.3220000000000001,4.96,0,1.55,210,21.9,5.77,1.86,28,6.33,3.8,0]
[null,null,null,null,null,null,null,null,null,null,null,null,null,null,null,null,null,null,null,null,null,null,null,null,null,null,null,null,null,null,null,null,null,null,null,null,null,null,null,20,"125x50x20x4.5","125x50x20",4.5,10.59,8.32,0,1.68,238,33.5,4.74,1.78,38,10,4,0]
[null,null,null,null,null,null,null,null,null,null,null,null,null,null,null,null,null,null,null,null,null,null,null,null,null,null,null,null,null,null,null,null,null,null,null,null,null,null,null,21,"125x50x20x4.0","125x50x20",4,9.548,7.5,0,1.68,217,33.1,4.7699999999999996,1.81,34.700000000000003,9.3800000000000008,4,0]
[null,null,null,null,null,null,null,null,null,null,null,null,null,null,null,null,null,null,null,null,null,null,null,null,null,null,null,null,null,null,null,null,null,null,null,null,null,null,null,22,"125x50x20x3.2","125x50x20",3.2,7.8070000000000004,6.13,0,1.68,181,26.6,4.82,1.85,29,8.02,4,0]
[null,null,null,null,null,null,null,null,null,null,null,null,null,null,null,null,null,null,null,null,null,null,null,null,null,null,null,null,null,null,null,null,null,null,null,null,null,null,null,23,"125x50x20x2.3","125x50x20",2.2999999999999998,5.7469999999999999,4.51,0,1.69,137,20.6,4.88,1.89,21.9,6.22,4.0999999999999996,0]
[null,null,null,null,null,null,null,null,null,null,null,null,null,null,null,null,null,null,null,null,null,null,null,null,null,null,null,null,null,null,null,null,null,null,null,null,null,null,null,24,"120x60x25x4.5","120x60x25",4.5,11.72,9.1999999999999993,0,2.25,252,58,4.63,2.2200000000000002,41.9,15.5,5.3,0]
[null,null,null,null,null,null,null,null,null,null,null,null,null,null,null,null,null,null,null,null,null,null,null,null,null,null,null,null,null,null,null,null,null,null,null,null,null,null,null,25,"120x60x25x3.2","120x60x25",3.2,8.2870000000000008,6.51,0,2.12,186,40.9,4.74,2.2200000000000002,31,10.5,4.9000000000000004,0]
[null,null,null,null,null,null,null,null,null,null,null,null,null,null,null,null,null,null,null,null,null,null,null,null,null,null,null,null,null,null,null,null,null,null,null,null,null,null,null,26,"120x60x25x2.3","120x60x25",2.2999999999999998,6.0919999999999996,4.78,0,2.13,140,31.3,4.79,2.27,23.3,8.1,5.0999999999999996,0]
[null,null,null,null,null,null,null,null,null,null,null,null,null,null,null,null,null,null,null,null,null,null,null,null,null,null,null,null,null,null,null,null,null,null,null,null,null,null,null,27,"120x40x20x3.2","120x40x20",3.2,7.0069999999999997,5.5,0,1.32,144,15.3,4.53,1.48,24,5.71,3.4,0]
[null,null,null,null,null,null,null,null,null,null,null,null,null,null,null,null,null,null,null,null,null,null,null,null,null,null,null,null,null,null,null,null,null,null,null,null,null,null,null,28,"100x50x20x4.5","100x50x20",4.5,9.4689999999999994,7.43,0,1.86,139,30.9,3.82,1.81,27.7,9.82,4.3,0]
[null,null,null,null,null,null,null,null,null,null,null,null,null,null,null,null,null,null,null,null,null,null,null,null,null,null,null,null,null,null,null,null,null,null,null,null,null,null,null,29,"100x50x20x4.0","100x50x20",4,8.548,6.71,0,1.86,127,28.7,3.85,1.83,25.4,9.1300000000000008,4.3,0]
[null,null,null,null,null,null,null,null,null,null,null,null,null,null,null,null,null,null,null,null,null,null,null,null,null,null,null,null,null,null,null,null,null,null,null,null,null,null,null,30,"100x50x20x3.2","100x50x20",3.2,7.0069999999999997,5.5,0,1.86,107,24.5,3.9,1.87,21.3,7.81,4.4000000000000004,0]
[null,null,null,null,null,null,null,null,null,null,null,null,null,null,null,null,null,null,null,null,null,null,null,null,null,null,null,null,null,null,null,null,null,null,null,null,null,null,null,31,"100x50x20x2.8","100x50x20",2.8,6.2050000000000001,4.87,0,1.88,99.8,23.2,3.96,1.91,20,7.44,4.3,0]
[null,null,null,null,null,null,null,null,null,null,null,null,null,null,null,null,null,null,null,null,null,null,null,null,null,null,null,null,null,null,null,null,null,null,null,null,null,null,null,32,"100x50x20x2.3","100x50x20",2.2999999999999998,5.1719999999999997,4.0599999999999996,0,1.86,80.7,19,3.95,1.92,16,6.06,4.4000000000000004,0]
[null,null,null,null,null,null,null,null,null,null,null,null,null,null,null,null,null,null,null,null,null,null,null,null,null,null,null,null,null,null,null,null,null,null,null,null,null,null,null,33,"100x50x20x2.0","100x50x20",2,4.5369999999999999,3.56,0,1.86,71.400000000000006,16.899999999999999,3.97,1.93,14.3,5.4,4.4000000000000004,0]
[null,null,null,null,null,null,null,null,null,null,null,null,null,null,null,null,null,null,null,null,null,null,null,null,null,null,null,null,null,null,null,null,null,null,null,null,null,null,null,34,"100x50x20x1.6","100x50x20",1.6,3.6720000000000002,2.88,0,1.87,58.4,14,3.99,1.95,11.7,4.47,4.5,0]
[null,null,null,null,null,null,null,null,null,null,null,null,null,null,null,null,null,null,null,null,null,null,null,null,null,null,null,null,null,null,null,null,null,null,null,null,null,null,null,35,"90x45x15x3.2","90x45x15",3.2,6.367,5,0,1.72,76.900000000000006,18.3,3.48,1.69,17.100000000000001,6.57,4.0999999999999996,0]
[null,null,null,null,null,null,null,null,null,null,null,null,null,null,null,null,null,null,null,null,null,null,null,null,null,null,null,null,null,null,null,null,null,null,null,null,null,null,null,36,"90x45x15x2.3","90x45x15",2.2999999999999998,4.7119999999999997,3.7,0,1.73,58.6,14.2,3.53,1.74,13,5.14,4.0999999999999996,0]
[null,null,null,null,null,null,null,null,null,null,null,null,null,null,null,null,null,null,null,null,null,null,null,null,null,null,null,null,null,null,null,null,null,null,null,null,null,null,null,37,"90x45x15x1.6","90x45x15",1.6,3.3519999999999999,2.63,0,1.73,42.6,10.5,3.56,1.77,9.4600000000000009,5.8,4.2,0]
[null,null,null,null,null,null,null,null,null,null,null,null,null,null,null,null,null,null,null,null,null,null,null,null,null,null,null,null,null,null,null,null,null,null,null,null,null,null,null,38,"75x45x15x2.3","75x45x15",2.2999999999999998,4.1369999999999996,3.25,0,1.72,37.1,11.8,3,1.69,9.9,4.24,4,0]
[null,null,null,null,null,null,null,null,null,null,null,null,null,null,null,null,null,null,null,null,null,null,null,null,null,null,null,null,null,null,null,null,null,null,null,null,null,null,null,39,"75x45x15x2.0","75x45x15",2,3.637,2.86,0,1.72,33,10.5,3.01,1.7,8.7899999999999991,3.76,4,0]
[null,null,null,null,null,null,null,null,null,null,null,null,null,null,null,null,null,null,null,null,null,null,null,null,null,null,null,null,null,null,null,null,null,null,null,null,null,null,null,40,"75x45x15x1.6","75x45x15",1.6,2.952,2.3199999999999998,0,1.72,27.1,8.7100000000000009,3.03,1.72,7.24,3.13,4.0999999999999996,0]
[null,null,null,null,null,null,null,null,null,null,null,null,null,null,null,null,null,null,null,null,null,null,null,null,null,null,null,null,null,null,null,null,null,null,null,null,null,null,null,41,"75x35x15x2.3","75x35x15",2.2999999999999998,3.677,2.89,0,1.29,31,6.58,2.91,1.34,8.2799999999999994,2.98,3.1,0]
[null,null,null,null,null,null,null,null,null,null,null,null,null,null,null,null,null,null,null,null,null,null,null,null,null,null,null,null,null,null,null,null,null,null,null,null,null,null,null,42,"75x40x25x1.6","70x40x25",1.6,3.032,2.38,0,1.8,22,8,2.69,1.62,6.29,3.67,4.4000000000000004,0]
[null,null,null,null,null,null,null,null,null,null,null,null,null,null,null,null,null,null,null,null,null,null,null,null,null,null,null,null,null,null,null,null,null,null,null,null,null,null,null,43,"60x30x10x2.3","60x30x10",2.2999999999999998,2.8719999999999999,2.25,0,1.06,15.6,3.32,2.33,1.07,5.2,1.71,2.5,0]
[null,null,null,null,null,null,null,null,null,null,null,null,null,null,null,null,null,null,null,null,null,null,null,null,null,null,null,null,null,null,null,null,null,null,null,null,null,null,null,44,"60x30x10x2.0","60x30x10",2,2.5369999999999999,1.99,0,1.06,14,3.01,2.35,1.0900000000000001,4.6500000000000004,1.55,2.5,0]
[null,null,null,null,null,null,null,null,null,null,null,null,null,null,null,null,null,null,null,null,null,null,null,null,null,null,null,null,null,null,null,null,null,null,null,null,null,null,null,45,"60x30x10x1.6","60x30x10",1.6,2.0720000000000001,1.63,0,1.06,11.6,2.56,2.37,1.1100000000000001,3.88,1.32,2.5,0]
[]
[]
[]
[null,null,null,null,null,null,null,null,null,null,null,null,null,null,null,null,null,null,null,null,null,null,null,null,null,null,null,null,null,null,null,null,null,null,null,null,null,null,null,null,null,null,null,null,null,"Rectangular Tube"]
[]
[null,null,null,null,null,null,null,null,null,null,null,null,null,null,null,null,null,null,null,null,null,null,null,null,null,null,null,null,null,null,null,null,null,null,null,null,null,null,null,null,null,null,null,null,null,"Dimension Tolerance"]
[]
[null,null,null,null,null,null,null,null,null,null,null,null,null,null,null,null,null,null,null,null,null,null,null,null,null,null,null,null,null,null,null,null,null,null,null,null,null,null,null,null,null,null,null,null,null,"Side Length"]
[null,null,null,null,null,null,null,null,null,null,null,null,null,null,null,null,null,null,null,null,null,null,null,null,null,null,null,null,null,null,null,null,null,null,null,null,null,null,null,null,null,null,null,null,null,": DxB < 50 mm. ± 1.5 mm. Thickness : Under 3 mm. ± 0.3 mm."]
[null,null,null,null,null,null,null,null,null,null,null,null,null,null,null,null,null,null,null,null,null,null,null,null,null,null,null,null,null,null,null,null,null,null,null,null,null,null,null,null,null,null,null,null,null,": DxB > 50 mm. ± 1.5 % Thickness : 3 mm. or over, ± 10%"]
[null,null,null,null,null,null,null,null,null,null,null,null,null,null,null,null,null,null,null,null,null,null,null,null,null,null,null,null,null,null,null,null,null,null,null,null,null,null,null,null,null,null,null,null,null,": ± 10% Lenght : +50 mm., -0 mm."]
[]
[null,null,null,null,null,null,null,null,null,null,null,null,null,null,null,null,null,null,null,null,null,null,null,null,null,null,null,null,null,null,null,null,null,null,null,null,null,null,null,null,null,"Side Length",null,"Thickness","Calculate Weight","Cross Sectional Area","Geometrical Moment of Inertia",null,"Modulus of Section",null,"Radius of Gyration"]
[null,null,null,null,null,null,null,null,null,null,null,null,null,null,null,null,null,null,null,null,null,null,null,null,null,null,null,null,null,null,null,null,null,null,null,null,null,null,null,null,null,"D x B",null,"T","W","A","Ix","Iy","Zx","Zy","Ix","Iy"]
[null,null,null,null,null,null,null,null,null,null,null,null,null,null,null,null,null,null,null,null,null,null,null,null,null,null,null,null,null,null,null,null,null,null,null,null,null,null,null,null,null,"in.","mm.","mm.","kg./m.","cm2","cm4","cm4","cm3","cm3","cm.","cm."]
[null,null,null,null,null,null,null,null,null,null,null,null,null,null,null,null,null,null,null,null,null,null,null,null,null,null,null,null,null,null,null,null,null,null,null,null,null,null,null,1,"50x25x2.0","  2x1    ","  50x25    ",2,2.12,2.7,8.17,2.76,3.27,2.2000000000000002,1.74,1.01]
[null,null,null,null,null,null,null,null,null,null,null,null,null,null,null,null,null,null,null,null,null,null,null,null,null,null,null,null,null,null,null,null,null,null,null,null,null,null,null,2,"50x25x2.3",null,null,2.2999999999999998,2.44,3.1,9.31,3.1,3.72,2.48,1.68,0.96]
[null,null,null,null,null,null,null,null,null,null,null,null,null,null,null,null,null,null,null,null,null,null,null,null,null,null,null,null,null,null,null,null,null,null,null,null,null,null,null,3,"50x25x3.2",null,null,3.2,3.24,4.13,11.6,3.8,4.6500000000000004,3.04,1.68,0.96]
[null,null,null,null,null,null,null,null,null,null,null,null,null,null,null,null,null,null,null,null,null,null,null,null,null,null,null,null,null,null,null,null,null,null,null,null,null,null,null,4,"50x25x3.6",null,null,3.6,3.48,4.4400000000000004,11.7,3.86,4.7,3.09,1.63,0.93]
[null,null,null,null,null,null,null,null,null,null,null,null,null,null,null,null,null,null,null,null,null,null,null,null,null,null,null,null,null,null,null,null,null,null,null,null,null,null,null,5,"75x38x2.3","3x1 1/4 ","75x38  ",2.2999999999999998,3.81,4.8499999999999996,34.6,12,9.23,6.3,2.67,1.57]
[null,null,null,null,null,null,null,null,null,null,null,null,null,null,null,null,null,null,null,null,null,null,null,null,null,null,null,null,null,null,null,null,null,null,null,null,null,null,null,6,"75x38x3.2",null,null,3.2,5.15,5.15,45,15.4,12,8.09,2.62,1.53]
[null,null,null,null,null,null,null,null,null,null,null,null,null,null,null,null,null,null,null,null,null,null,null,null,null,null,null,null,null,null,null,null,null,null,null,null,null,null,null,7,"75x45x1.6","  3x1 3/4 ","  75x45  ",1.6,2.88,3.67,28.4,12.9,7.56,5.75,2.78,1.88]
[null,null,null,null,null,null,null,null,null,null,null,null,null,null,null,null,null,null,null,null,null,null,null,null,null,null,null,null,null,null,null,null,null,null,null,null,null,null,null,8,"75x45x2.3",null,null,2.2999999999999998,4.0599999999999996,5.17,38.9,17.600000000000001,10.4,7.82,2.74,1.84]
[null,null,null,null,null,null,null,null,null,null,null,null,null,null,null,null,null,null,null,null,null,null,null,null,null,null,null,null,null,null,null,null,null,null,null,null,null,null,null,9,"75x45x3.2",null,null,3.2,5.5,7.01,50.8,22.8,13.5,10.1,2.69,1.8]
[null,null,null,null,null,null,null,null,null,null,null,null,null,null,null,null,null,null,null,null,null,null,null,null,null,null,null,null,null,null,null,null,null,null,null,null,null,null,null,10,"100x50x2.0","4x2","100x50",2,4.4800000000000004,5.7,74.099999999999994,25.5,14.8,10.199999999999999,3.61,2.11]
[null,null,null,null,null,null,null,null,null,null,null,null,null,null,null,null,null,null,null,null,null,null,null,null,null,null,null,null,null,null,null,null,null,null,null,null,null,null,null,11,"100x50x2.3",null,null,2.2999999999999998,5.14,6.55,84.8,29,17,11.6,3.6,2.1]
[null,null,null,null,null,null,null,null,null,null,null,null,null,null,null,null,null,null,null,null,null,null,null,null,null,null,null,null,null,null,null,null,null,null,null,null,null,null,null,12,"100x50x3.2",null,null,3.2,7.01,8.93,112,38,22.5,15.2,3.55,2.06]
[null,null,null,null,null,null,null,null,null,null,null,null,null,null,null,null,null,null,null,null,null,null,null,null,null,null,null,null,null,null,null,null,null,null,null,null,null,null,null,13,"100x50x3.6",null,null,3.6,7.72,9.84,121,40.9,24.1,16.3,3.5,2.04]
[null,null,null,null,null,null,null,null,null,null,null,null,null,null,null,null,null,null,null,null,null,null,null,null,null,null,null,null,null,null,null,null,null,null,null,null,null,null,null,14,"100x50x4.0",null,null,4,8.59,10.95,142,46.7,28.4,18.7,3.55,2.0299999999999998]
[null,null,null,null,null,null,null,null,null,null,null,null,null,null,null,null,null,null,null,null,null,null,null,null,null,null,null,null,null,null,null,null,null,null,null,null,null,null,null,15,"100x50x4.5",null,null,4.5,9.5500000000000007,12.17,147,48.9,29.3,19.5,3.47,2]
[null,null,null,null,null,null,null,null,null,null,null,null,null,null,null,null,null,null,null,null,null,null,null,null,null,null,null,null,null,null,null,null,null,null,null,null,null,null,null,16,"125x75x2.3","    5x3    ","    125x75   ",2.2999999999999998,6.95,8.85,192,87.5,30.6,23.3,4.6500000000000004,3.14]
[null,null,null,null,null,null,null,null,null,null,null,null,null,null,null,null,null,null,null,null,null,null,null,null,null,null,null,null,null,null,null,null,null,null,null,null,null,null,null,17,"125x75x3.2",null,null,3.2,9.52,12.13,257,117,41.1,31.1,4.5999999999999996,3.1]
[null,null,null,null,null,null,null,null,null,null,null,null,null,null,null,null,null,null,null,null,null,null,null,null,null,null,null,null,null,null,null,null,null,null,null,null,null,null,null,18,"125x75x4.0",null,null,4,11.7,14.95,311,141,49.7,37.5,4.5599999999999996,3.07]
[null,null,null,null,null,null,null,null,null,null,null,null,null,null,null,null,null,null,null,null,null,null,null,null,null,null,null,null,null,null,null,null,null,null,null,null,null,null,null,19,"125x75x4.5",null,null,4.5,13.1,16.670000000000002,342,155,54.8,41.2,4.53,3.04]
[null,null,null,null,null,null,null,null,null,null,null,null,null,null,null,null,null,null,null,null,null,null,null,null,null,null,null,null,null,null,null,null,null,null,null,null,null,null,null,20,"125x75x6.0",null,null,6,17,21.63,428,192,68.5,51.1,4.45,2.98]
[null,null,null,null,null,null,null,null,null,null,null,null,null,null,null,null,null,null,null,null,null,null,null,null,null,null,null,null,null,null,null,null,null,null,null,null,null,null,null,21,"150x50x3.2","  6x2  ","  150x50  ",3.2,9.6300000000000008,12.13,314.92,55.71,42.61,22.61,5.16,2.17]
[null,null,null,null,null,null,null,null,null,null,null,null,null,null,null,null,null,null,null,null,null,null,null,null,null,null,null,null,null,null,null,null,null,null,null,null,null,null,null,22,"150x50x4.5",null,null,4.5,13.5,17.03,423.93,75.75,53.35,29.82,5.05,2.11]
[null,null,null,null,null,null,null,null,null,null,null,null,null,null,null,null,null,null,null,null,null,null,null,null,null,null,null,null,null,null,null,null,null,null,null,null,null,null,null,23,"150x50x6.3",null,null,6.3,18.77,22.84,536.98,93.65,72.760000000000005,36.869999999999997,4.93,2.0299999999999998]
[null,null,null,null,null,null,null,null,null,null,null,null,null,null,null,null,null,null,null,null,null,null,null,null,null,null,null,null,null,null,null,null,null,null,null,null,null,null,null,24,"200x100x4.5","  8x4  ","  200x100  ",4.5,20.100000000000001,25.67,1330,455,133,90.9,7.2,4.21]
[null,null,null,null,null,null,null,null,null,null,null,null,null,null,null,null,null,null,null,null,null,null,null,null,null,null,null,null,null,null,null,null,null,null,null,null,null,null,null,25,"200x100x6.0",null,null,6,26.4,33.630000000000003,1700,577,170,115,7.12,4.1399999999999997]
[null,null,null,null,null,null,null,null,null,null,null,null,null,null,null,null,null,null,null,null,null,null,null,null,null,null,null,null,null,null,null,null,null,null,null,null,null,null,null,26,"200x100x6.3",null,null,6.3,27.4,34.799999999999997,1739,591,174,118,7.06,4.12]
[]
[]
[]
[null,null,null,null,null,null,null,null,null,null,null,null,null,null,null,null,null,null,null,null,null,null,null,null,null,null,null,null,null,null,null,null,null,null,null,null,null,null,null,null,null,null,null,null,null,"Square Tube"]
[]
[null,null,null,null,null,null,null,null,null,null,null,null,null,null,null,null,null,null,null,null,null,null,null,null,null,null,null,null,null,null,null,null,null,null,null,null,null,null,null,null,null,null,null,null,null,"Dimension Tolerance"]
[]
[null,null,null,null,null,null,null,null,null,null,null,null,null,null,null,null,null,null,null,null,null,null,null,null,null,null,null,null,null,null,null,null,null,null,null,null,null,null,null,null,null,null,null,null,null,"Side Length"]
[null,null,null,null,null,null,null,null,null,null,null,null,null,null,null,null,null,null,null,null,null,null,null,null,null,null,null,null,null,null,null,null,null,null,null,null,null,null,null,null,null,null,null,null,null,": DxB < 50 mm. ± 1.5 mm. Thickness : Under 3 mm. ± 0.3 mm."]
[null,null,null,null,null,null,null,null,null,null,null,null,null,null,null,null,null,null,null,null,null,null,null,null,null,null,null,null,null,null,null,null,null,null,null,null,null,null,null,null,null,null,null,null,null,": DxB > 50 mm. ± 1.5 % Thickness : 3 mm. or over, ± 10%"]
[null,null,null,null,null,null,null,null,null,null,null,null,null,null,null,null,null,null,null,null,null,null,null,null,null,null,null,null,null,null,null,null,null,null,null,null,null,null,null,null,null,null,null,null,null,": ± 10% Lenght : +50 mm., -0 mm."]
[]
[null,null,null,null,null,null,null,null,null,null,null,null,null,null,null,null,null,null,null,null,null,null,null,null,null,null,null,null,null,null,null,null,null,null,null,null,null,null,null,null,null,"Side Length",null,"Thickness","Calculate Weight","Cross Sectional Area","Geometrical Moment of Inertia","Modulus of Section","Radius of Gyration"]
[null,null,null,null,null,null,null,null,null,null,null,null,null,null,null,null,null,null,null,null,null,null,null,null,null,null,null,null,null,null,null,null,null,null,null,null,null,null,null,null,null,"D x D",null,"T","W","A","Ix, Iy","Zx, Zy","Ix, Iy"]
[null,null,null,null,null,null,null,null,null,null,null,null,null,null,null,null,null,null,null,null,null,null,null,null,null,null,null,null,null,null,null,null,null,null,null,null,null,null,null,null,null,"in.","mm.","mm.","kg./m.","cm2","cm4","cm3","cm."]
[null,null,null,null,null,null,null,null,null,null,null,null,null,null,null,null,null,null,null,null,null,null,null,null,null,null,null,null,null,null,null,null,null,null,null,null,null,null,null,1,"25x25x2.0","  1x1    ","  25x25    ",2,1.36,1.74,1.48,1.19,0.92]
[null,null,null,null,null,null,null,null,null,null,null,null,null,null,null,null,null,null,null,null,null,null,null,null,null,null,null,null,null,null,null,null,null,null,null,null,null,null,null,2,"25x25x2.3",null,null,2.2999999999999998,1.53,1.97,1.61,1.29,0.9]
[null,null,null,null,null,null,null,null,null,null,null,null,null,null,null,null,null,null,null,null,null,null,null,null,null,null,null,null,null,null,null,null,null,null,null,null,null,null,null,3,"25x25x2.6",null,null,2.6,1.65,2.1,1.63,1.31,0.88]
[null,null,null,null,null,null,null,null,null,null,null,null,null,null,null,null,null,null,null,null,null,null,null,null,null,null,null,null,null,null,null,null,null,null,null,null,null,null,null,4,"25x25x3.2",null,null,3.2,1.91,2.44,1.75,1.4,0.85]
[null,null,null,null,null,null,null,null,null,null,null,null,null,null,null,null,null,null,null,null,null,null,null,null,null,null,null,null,null,null,null,null,null,null,null,null,null,null,null,5,"32x32x2.3","11/4 x11/4","32x32  ",2.2999999999999998,2.04,2.6,3.71,2.3199999999999998,1.2]
[null,null,null,null,null,null,null,null,null,null,null,null,null,null,null,null,null,null,null,null,null,null,null,null,null,null,null,null,null,null,null,null,null,null,null,null,null,null,null,6,"32x32x3.2",null,null,3.2,2.69,3.42,4.54,2.84,1.1499999999999999]
[null,null,null,null,null,null,null,null,null,null,null,null,null,null,null,null,null,null,null,null,null,null,null,null,null,null,null,null,null,null,null,null,null,null,null,null,null,null,null,7,"38x38x2.3","11/2 x11/2","38x38  ",2.2999999999999998,2.4700000000000002,3.15,6.54,3.44,1.44]
[null,null,null,null,null,null,null,null,null,null,null,null,null,null,null,null,null,null,null,null,null,null,null,null,null,null,null,null,null,null,null,null,null,null,null,null,null,null,null,8,"38x38x3.2",null,null,3.2,3.29,4.1900000000000004,8.18,4.3,1.4]
[null,null,null,null,null,null,null,null,null,null,null,null,null,null,null,null,null,null,null,null,null,null,null,null,null,null,null,null,null,null,null,null,null,null,null,null,null,null,null,9,"50x50x1.6","      2x2      ","      50x50      ",1.6,2.38,3.03,11.7,4.68,1.96]
[null,null,null,null,null,null,null,null,null,null,null,null,null,null,null,null,null,null,null,null,null,null,null,null,null,null,null,null,null,null,null,null,null,null,null,null,null,null,null,10,"50x50x2.0",null,null,2,2.91,3.7,13.9,5.57,1.94]
[null,null,null,null,null,null,null,null,null,null,null,null,null,null,null,null,null,null,null,null,null,null,null,null,null,null,null,null,null,null,null,null,null,null,null,null,null,null,null,11,"50x50x2.3",null,null,2.2999999999999998,3.34,4.25,15.9,6.34,1.93]
[null,null,null,null,null,null,null,null,null,null,null,null,null,null,null,null,null,null,null,null,null,null,null,null,null,null,null,null,null,null,null,null,null,null,null,null,null,null,null,12,"50x50x3.2",null,null,3.2,4.5,5.73,20.399999999999999,8.16,1.89]
[null,null,null,null,null,null,null,null,null,null,null,null,null,null,null,null,null,null,null,null,null,null,null,null,null,null,null,null,null,null,null,null,null,null,null,null,null,null,null,13,"50x50x3.6",null,null,3.6,4.9000000000000004,6.24,21.4,8.58,1.85]
[null,null,null,null,null,null,null,null,null,null,null,null,null,null,null,null,null,null,null,null,null,null,null,null,null,null,null,null,null,null,null,null,null,null,null,null,null,null,null,14,"50x50x4.0",null,null,4,5.35,6.81,22.9,9.15,1.83]
[null,null,null,null,null,null,null,null,null,null,null,null,null,null,null,null,null,null,null,null,null,null,null,null,null,null,null,null,null,null,null,null,null,null,null,null,null,null,null,15,"50x50x5.0",null,null,5,6.39,8.14,25.7,10.3,1.78]
[null,null,null,null,null,null,null,null,null,null,null,null,null,null,null,null,null,null,null,null,null,null,null,null,null,null,null,null,null,null,null,null,null,null,null,null,null,null,null,16,"75x75x2.3","  3x3    ","  75x75    ",2.2999999999999998,5.14,6.55,57.1,15.2,2.95]
[null,null,null,null,null,null,null,null,null,null,null,null,null,null,null,null,null,null,null,null,null,null,null,null,null,null,null,null,null,null,null,null,null,null,null,null,null,null,null,17,"75x75x3.2",null,null,3.2,7.01,8.93,75.5,20.100000000000001,2.91]
[null,null,null,null,null,null,null,null,null,null,null,null,null,null,null,null,null,null,null,null,null,null,null,null,null,null,null,null,null,null,null,null,null,null,null,null,null,null,null,18,"75x75x4.0",null,null,4,8.59,10.95,90.2,24.1,2.87]
[null,null,null,null,null,null,null,null,null,null,null,null,null,null,null,null,null,null,null,null,null,null,null,null,null,null,null,null,null,null,null,null,null,null,null,null,null,null,null,19,"75x75x4.5",null,null,4.5,9.5500000000000007,12.17,98.6,26.3,2.85]
[null,null,null,null,null,null,null,null,null,null,null,null,null,null,null,null,null,null,null,null,null,null,null,null,null,null,null,null,null,null,null,null,null,null,null,null,null,null,null,20,"100x100x2.3","    4x4    ","    100x100    ",2.2999999999999998,6.95,8.85,140,27.9,3.97]
[null,null,null,null,null,null,null,null,null,null,null,null,null,null,null,null,null,null,null,null,null,null,null,null,null,null,null,null,null,null,null,null,null,null,null,null,null,null,null,21,"100x100x3.2",null,null,3.2,9.52,12.13,187,37.5,3.93]
[null,null,null,null,null,null,null,null,null,null,null,null,null,null,null,null,null,null,null,null,null,null,null,null,null,null,null,null,null,null,null,null,null,null,null,null,null,null,null,22,"100x100x4.0",null,null,4,11.7,14.95,226,45.3,3.89]
[null,null,null,null,null,null,null,null,null,null,null,null,null,null,null,null,null,null,null,null,null,null,null,null,null,null,null,null,null,null,null,null,null,null,null,null,null,null,null,23,"100x100x4.5",null,null,4.5,13.1,16.670000000000002,249,49.9,3.87]
[null,null,null,null,null,null,null,null,null,null,null,null,null,null,null,null,null,null,null,null,null,null,null,null,null,null,null,null,null,null,null,null,null,null,null,null,null,null,null,24,"100x100x6.0",null,null,6,17,21.63,311,62.3,3.79]
[null,null,null,null,null,null,null,null,null,null,null,null,null,null,null,null,null,null,null,null,null,null,null,null,null,null,null,null,null,null,null,null,null,null,null,null,null,null,null,25,"125x125x3.2","  5x5    ","  125x125    ",3.2,12,15.33,376,60.1,4.95]
[null,null,null,null,null,null,null,null,null,null,null,null,null,null,null,null,null,null,null,null,null,null,null,null,null,null,null,null,null,null,null,null,null,null,null,null,null,null,null,26,"125x125x4.5",null,null,4.5,16.600000000000001,21.17,506,80.900000000000006,4.8899999999999997]
[null,null,null,null,null,null,null,null,null,null,null,null,null,null,null,null,null,null,null,null,null,null,null,null,null,null,null,null,null,null,null,null,null,null,null,null,null,null,null,27,"125x125x5.0",null,null,5,18.3,23.36,553,88.4,4.8600000000000003]
[null,null,null,null,null,null,null,null,null,null,null,null,null,null,null,null,null,null,null,null,null,null,null,null,null,null,null,null,null,null,null,null,null,null,null,null,null,null,null,28,"125x125x6.0",null,null,6,21.7,27.63,641,103,4.82]
[null,null,null,null,null,null,null,null,null,null,null,null,null,null,null,null,null,null,null,null,null,null,null,null,null,null,null,null,null,null,null,null,null,null,null,null,null,null,null,29,"150x150x4.5","  6x6    ","  150x150    ",4.5,20.100000000000001,25.67,896,120,5.91]
[null,null,null,null,null,null,null,null,null,null,null,null,null,null,null,null,null,null,null,null,null,null,null,null,null,null,null,null,null,null,null,null,null,null,null,null,null,null,null,30,"150x150x5.0",null,null,5,22.3,28.36,982,131,5.89]
[null,null,null,null,null,null,null,null,null,null,null,null,null,null,null,null,null,null,null,null,null,null,null,null,null,null,null,null,null,null,null,null,null,null,null,null,null,null,null,31,"150x150x6.0",null,null,6,26.4,33.630000000000003,1150,153,5.84]
[null,null,null,null,null,null,null,null,null,null,null,null,null,null,null,null,null,null,null,null,null,null,null,null,null,null,null,null,null,null,null,null,null,null,null,null,null,null,null,32,"150x150x6.3",null,null,6.3,27.4,34.799999999999997,1174,156,5.8]
[]
[]
[]
[null,null,null,null,null,null,null,null,null,null,null,null,null,null,null,null,null,null,null,null,null,null,null,null,null,null,null,null,null,null,null,null,null,null,null,null,null,null,null,null,null,null,null,null,null,"Steel Sheet Piles"]
[]
[]
[]
[]
[]
[]
[]
[]
[null,null,null,null,null,null,null,null,null,null,null,null,null,null,null,null,null,null,null,null,null,null,null,null,null,null,null,null,null,null,null,null,null,null,null,null,null,null,null,null,null,"Section","Dimensions",null,null,"Sectional Area","Weight",null,"Moment of Inertia",null,"Section Modulus"]
[null,null,null,null,null,null,null,null,null,null,null,null,null,null,null,null,null,null,null,null,null,null,null,null,null,null,null,null,null,null,null,null,null,null,null,null,null,null,null,null,null,null,"w","h","t","per pile","perpile","per wall width","perpile","per wall width","perpile","per wall width"]
[null,null,null,null,null,null,null,null,null,null,null,null,null,null,null,null,null,null,null,null,null,null,null,null,null,null,null,null,null,null,null,null,null,null,null,null,null,null,null,null,null,null,"mm.","mm.","mm.","cm2","kg/m.","kg/m2","cm4","cm4","cm3","cm3/m."]
[null,null,null,null,null,null,null,null,null,null,null,null,null,null,null,null,null,null,null,null,null,null,null,null,null,null,null,null,null,null,null,null,null,null,null,null,null,null,null,null,null,null,"in.","in.","in.","in2","lbs/ft","lbs/ft2","in4","in/ft4","in3","in3/ft"]
[null,null,null,null,null,null,null,null,null,null,null,null,null,null,null,null,null,null,null,null,null,null,null,null,null,null,null,null,null,null,null,null,null,null,null,null,null,null,null,null,null,"SP-III",400,125,13,76.42,60,150,2220,16800,223,1340]
[null,null,null,null,null,null,null,null,null,null,null,null,null,null,null,null,null,null,null,null,null,null,null,null,null,null,null,null,null,null,null,null,null,null,null,null,null,null,null,null,null,null,15.7,4.92,0.51200000000000001,11.85,40.299999999999997,30.7,53.3,123,13.6,24.9]
[null,null,null,null,null,null,null,null,null,null,null,null,null,null,null,null,null,null,null,null,null,null,null,null,null,null,null,null,null,null,null,null,null,null,null,null,null,null,null,null,null,"SP-IV",400,170,15.5,96.99,76.099999999999994,190,4670,38600,362,2270]
[null,null,null,null,null,null,null,null,null,null,null,null,null,null,null,null,null,null,null,null,null,null,null,null,null,null,null,null,null,null,null,null,null,null,null,null,null,null,null,null,null,null,15.7,6.69,0.61,15.03,51.1,38.9,112,283,22.1,42.2]
[]
[]
[]
[null,null,null,null,null,null,null,null,null,null,null,null,null,null,null,null,null,null,null,null,null,null,null,null,null,null,null,null,null,null,null,null,null,null,null,null,null,null,null,null,null,null,"Round Bars SR24"]
[]
[null,null,null,null,null,null,null,null,null,null,null,null,null,null,null,null,null,null,null,null,null,null,null,null,null,null,null,null,null,null,null,null,null,null,null,null,null,null,null,null,null,null,"Size and Weight"]
[]
[]
[null,null,null,null,null,null,null,null,null,null,null,null,null,null,null,null,null,null,null,null,null,null,null,null,null,null,null,null,null,null,null,null,null,null,null,null,null,null,null,null,null,"Name","Diameter (mm.)","Weight (kg/m.)","Cross Section Area (sq.cm.)","Circumference (cm.)"]
[null,null,null,null,null,null,null,null,null,null,null,null,null,null,null,null,null,null,null,null,null,null,null,null,null,null,null,null,null,null,null,null,null,null,null,null,null,null,null,null,null,"RB 6",6,0.222,0.28299999999999997,1.88]
[null,null,null,null,null,null,null,null,null,null,null,null,null,null,null,null,null,null,null,null,null,null,null,null,null,null,null,null,null,null,null,null,null,null,null,null,null,null,null,null,null,"RB 9",9,0.499,0.63600000000000001,2.82]
[null,null,null,null,null,null,null,null,null,null,null,null,null,null,null,null,null,null,null,null,null,null,null,null,null,null,null,null,null,null,null,null,null,null,null,null,null,null,null,null,null,"RB 12",12,0.88800000000000001,1.131,3.77]
[null,null,null,null,null,null,null,null,null,null,null,null,null,null,null,null,null,null,null,null,null,null,null,null,null,null,null,null,null,null,null,null,null,null,null,null,null,null,null,null,null,"RB 15",15,1.387,1.7669999999999999,4.71]
[null,null,null,null,null,null,null,null,null,null,null,null,null,null,null,null,null,null,null,null,null,null,null,null,null,null,null,null,null,null,null,null,null,null,null,null,null,null,null,null,null,"RB 19",19,2.226,2.835,5.96]
[null,null,null,null,null,null,null,null,null,null,null,null,null,null,null,null,null,null,null,null,null,null,null,null,null,null,null,null,null,null,null,null,null,null,null,null,null,null,null,null,null,"RB 25",25,3.8530000000000002,4.9089999999999998,7.85]
[null,null,null,null,null,null,null,null,null,null,null,null,null,null,null,null,null,null,null,null,null,null,null,null,null,null,null,null,null,null,null,null,null,null,null,null,null,null,null,null,null,"RB 28",28,4.8339999999999996,6.1580000000000004,8.7899999999999991]
[null,null,null,null,null,null,null,null,null,null,null,null,null,null,null,null,null,null,null,null,null,null,null,null,null,null,null,null,null,null,null,null,null,null,null,null,null,null,null,null,null,"RB 34",34,7.1269999999999998,9.0790000000000006,10.68]
[]
[]
[]
[null,null,null,null,null,null,null,null,null,null,null,null,null,null,null,null,null,null,null,null,null,null,null,null,null,null,null,null,null,null,null,null,null,null,null,null,null,null,null,null,null,null,"Deformed Bars"]
[]
[null,null,null,null,null,null,null,null,null,null,null,null,null,null,null,null,null,null,null,null,null,null,null,null,null,null,null,null,null,null,null,null,null,null,null,null,null,null,null,null,null,null,"SD30, SD40"]
[]
[null,null,null,null,null,null,null,null,null,null,null,null,null,null,null,null,null,null,null,null,null,null,null,null,null,null,null,null,null,null,null,null,null,null,null,null,null,null,null,null,null,null,"Size and Weight"]
[]
[]
[null,null,null,null,null,null,null,null,null,null,null,null,null,null,null,null,null,null,null,null,null,null,null,null,null,null,null,null,null,null,null,null,null,null,null,null,null,null,null,null,null,"Name","Diameter (mm.)","Weight (kg/m.)","Cross Section Area (sq.cm.)","Circumference (cm.)"]
[null,null,null,null,null,null,null,null,null,null,null,null,null,null,null,null,null,null,null,null,null,null,null,null,null,null,null,null,null,null,null,null,null,null,null,null,null,null,null,null,null,"DB 10",10,0.61599999999999999,0.78500000000000003,3.14]
[null,null,null,null,null,null,null,null,null,null,null,null,null,null,null,null,null,null,null,null,null,null,null,null,null,null,null,null,null,null,null,null,null,null,null,null,null,null,null,null,null,"DB 12",12,0.88800000000000001,1.131,3.77]
[null,null,null,null,null,null,null,null,null,null,null,null,null,null,null,null,null,null,null,null,null,null,null,null,null,null,null,null,null,null,null,null,null,null,null,null,null,null,null,null,null,"DB 16",16,1.5780000000000001,2.0099999999999998,5.03]
[null,null,null,null,null,null,null,null,null,null,null,null,null,null,null,null,null,null,null,null,null,null,null,null,null,null,null,null,null,null,null,null,null,null,null,null,null,null,null,null,null,"DB 20",20,2.4660000000000002,3.1459999999999999,6.29]
[null,null,null,null,null,null,null,null,null,null,null,null,null,null,null,null,null,null,null,null,null,null,null,null,null,null,null,null,null,null,null,null,null,null,null,null,null,null,null,null,null,"DB 22",22,2.984,3.8010000000000002,6.91]
[null,null,null,null,null,null,null,null,null,null,null,null,null,null,null,null,null,null,null,null,null,null,null,null,null,null,null,null,null,null,null,null,null,null,null,null,null,null,null,null,null,"DB 25",25,3.8530000000000002,4.9080000000000004,7.86]
[null,null,null,null,null,null,null,null,null,null,null,null,null,null,null,null,null,null,null,null,null,null,null,null,null,null,null,null,null,null,null,null,null,null,null,null,null,null,null,null,null,"DB 28",28,4.8339999999999996,6.157,8.8000000000000007]
[null,null,null,null,null,null,null,null,null,null,null,null,null,null,null,null,null,null,null,null,null,null,null,null,null,null,null,null,null,null,null,null,null,null,null,null,null,null,null,null,null,"DB 32",32,6.3129999999999997,8.0419999999999998,10.06]
[null,null,null,null,null,null,null,null,null,null,null,null,null,null,null,null,null,null,null,null,null,null,null,null,null,null,null,null,null,null,null,null,null,null,null,null,null,null,null,null,null,"DB 36",36,7.99,10.178000000000001,11.31]
[null,null,null,null,null,null,null,null,null,null,null,null,null,null,null,null,null,null,null,null,null,null,null,null,null,null,null,null,null,null,null,null,null,null,null,null,null,null,null,null,null,"DB 40",40,9.8650000000000002,12.566000000000001,12.6]
[]
[]
[]
[null,null,null,null,null,null,null,null,null,null,null,null,null,null,null,null,null,null,null,null,null,null,null,null,null,null,null,null,null,null,null,null,null,null,null,null,null,null,null,null,null,null,null,null,null,"Checkered Plates"]
[]
[null,null,null,null,null,null,null,null,null,null,null,null,null,null,null,null,null,null,null,null,null,null,null,null,null,null,null,null,null,null,null,null,null,null,null,null,null,null,null,null,null,null,null,null,null,"JIS G3101 SS400"]
[]
[null,null,null,null,null,null,null,null,null,null,null,null,null,null,null,null,null,null,null,null,null,null,null,null,null,null,null,null,null,null,null,null,null,null,null,null,null,null,null,null,null,null,null,null,null,"Standard Size and Weight Table, kg/cut-lenght sheet"]
[]
[]
[]
[]
[null,null,null,null,null,null,null,null,null,null,null,null,null,null,null,null,null,null,null,null,null,null,null,null,null,null,null,null,null,null,null,null,null,null,null,null,null,null,null,null,null,"Thickness","Weight kg/m2 ","Width and Length, mm. (Figures in the lower e.g. 3x6 are nominal sizes in feet.)"]
[null,null,null,null,null,null,null,null,null,null,null,null,null,null,null,null,null,null,null,null,null,null,null,null,null,null,null,null,null,null,null,null,null,null,null,null,null,null,null,null,null,null,null,"914x1,829","914x3,658","1,219x2,438","1,219x3,048","1,219x4,877","1,219x6,096","1,524x3,048","1,524x6,096"]
[null,null,null,null,null,null,null,null,null,null,null,null,null,null,null,null,null,null,null,null,null,null,null,null,null,null,null,null,null,null,null,null,null,null,null,null,null,null,null,null,null,"mm.",null,"(3x6)","(3x12)","(4x8)","(4x10)","(4x16)","(4x20)","(5x10)","(5x20)"]
[null,null,null,null,null,null,null,null,null,null,null,null,null,null,null,null,null,null,null,null,null,null,null,null,null,null,null,null,null,null,null,null,null,null,null,null,null,null,null,null,null,2.2999999999999998,19.73,33,66,58.6,73.3,177,"-","-","-"]
[null,null,null,null,null,null,null,null,null,null,null,null,null,null,null,null,null,null,null,null,null,null,null,null,null,null,null,null,null,null,null,null,null,null,null,null,null,null,null,null,null,3.2,26.79,44.8,89.6,79.599999999999994,99.6,159,199,"-","-"]
[null,null,null,null,null,null,null,null,null,null,null,null,null,null,null,null,null,null,null,null,null,null,null,null,null,null,null,null,null,null,null,null,null,null,null,null,null,null,null,null,null,4.5,36.99,61.8,124,110,137,220,275,172,344]
[null,null,null,null,null,null,null,null,null,null,null,null,null,null,null,null,null,null,null,null,null,null,null,null,null,null,null,null,null,null,null,null,null,null,null,null,null,null,null,null,null,6,48.77,81.5,163,145,181,290,362,227,453]
[null,null,null,null,null,null,null,null,null,null,null,null,null,null,null,null,null,null,null,null,null,null,null,null,null,null,null,null,null,null,null,null,null,null,null,null,null,null,null,null,null,8,64.47,108,216,192,240,383,479,299,599]
[null,null,null,null,null,null,null,null,null,null,null,null,null,null,null,null,null,null,null,null,null,null,null,null,null,null,null,null,null,null,null,null,null,null,null,null,null,null,null,null,null,9,72.319999999999993,121,242,215,269,430,537,336,672]
[null,null,null,null,null,null,null,null,null,null,null,null,null,null,null,null,null,null,null,null,null,null,null,null,null,null,null,null,null,null,null,null,null,null,null,null,null,null,null,null,null,10,80.17,134,268,238,298,477,596,372,745]
[]
[]
[]
[null,null,null,null,null,null,null,null,null,null,null,null,null,null,null,null,null,null,null,null,null,null,null,null,null,null,null,null,null,null,null,null,null,null,null,null,null,null,null,null,null,null,"Flat Bars"]
[]
[null,null,null,null,null,null,null,null,null,null,null,null,null,null,null,null,null,null,null,null,null,null,null,null,null,null,null,null,null,null,null,null,null,null,null,null,null,null,null,null,null,null,"(Metric Size)"]
[]
[]
[null,null,null,null,null,null,null,null,null,null,null,null,null,null,null,null,null,null,null,null,null,null,null,null,null,null,null,null,null,null,null,null,null,null,null,null,null,null,null,null,null,"Standard Sectional Dimension",null,"Sectional Area cm2","Unit Weight kg/m.",null,"Standard Sectional Dimension",null,"Sectional Area cm2","Unit Weight kg/m."]
[null,null,null,null,null,null,null,null,null,null,null,null,null,null,null,null,null,null,null,null,null,null,null,null,null,null,null,null,null,null,null,null,null,null,null,null,null,null,null,null,null,"Thickness mm.","Width mm.",null,null,null,"Thickness mm.","Width mm."]
[null,null,null,null,null,null,null,null,null,null,null,null,null,null,null,null,null,null,null,null,null,null,null,null,null,null,null,null,null,null,null,null,null,null,null,null,null,null,null,null,null,"    4.5    ",25,1.125,0.88,null,"              19              ",38,7.22,5.67]
[null,null,null,null,null,null,null,null,null,null,null,null,null,null,null,null,null,null,null,null,null,null,null,null,null,null,null,null,null,null,null,null,null,null,null,null,null,null,null,null,null,null,32,1.44,1.1299999999999999,null,null,44,8.36,6.56]
[null,null,null,null,null,null,null,null,null,null,null,null,null,null,null,null,null,null,null,null,null,null,null,null,null,null,null,null,null,null,null,null,null,null,null,null,null,null,null,null,null,null,38,1.71,1.34,null,null,50,9.5,7.46]
[null,null,null,null,null,null,null,null,null,null,null,null,null,null,null,null,null,null,null,null,null,null,null,null,null,null,null,null,null,null,null,null,null,null,null,null,null,null,null,null,null,null,44,1.98,1.55,null,null,65,12.35,9.69]
[null,null,null,null,null,null,null,null,null,null,null,null,null,null,null,null,null,null,null,null,null,null,null,null,null,null,null,null,null,null,null,null,null,null,null,null,null,null,null,null,null,null,50,2.25,1.77,null,null,75,14.25,11.2]
[null,null,null,null,null,null,null,null,null,null,null,null,null,null,null,null,null,null,null,null,null,null,null,null,null,null,null,null,null,null,null,null,null,null,null,null,null,null,null,null,null,"        6          ",25,1.5,1.18,null,null,90,17.100000000000001,13.4]
[null,null,null,null,null,null,null,null,null,null,null,null,null,null,null,null,null,null,null,null,null,null,null,null,null,null,null,null,null,null,null,null,null,null,null,null,null,null,null,null,null,null,32,1.92,1.51,null,null,100,19,14.9]
[null,null,null,null,null,null,null,null,null,null,null,null,null,null,null,null,null,null,null,null,null,null,null,null,null,null,null,null,null,null,null,null,null,null,null,null,null,null,null,null,null,null,38,2.2799999999999998,1.79,null,null,125,23.75,18.600000000000001]
[null,null,null,null,null,null,null,null,null,null,null,null,null,null,null,null,null,null,null,null,null,null,null,null,null,null,null,null,null,null,null,null,null,null,null,null,null,null,null,null,null,null,44,2.64,2.0699999999999998,null,null,150,28.5,22.4]
[null,null,null,null,null,null,null,null,null,null,null,null,null,null,null,null,null,null,null,null,null,null,null,null,null,null,null,null,null,null,null,null,null,null,null,null,null,null,null,null,null,null,50,3,2.36,null,null,180,34.200000000000003,26.8]
[null,null,null,null,null,null,null,null,null,null,null,null,null,null,null,null,null,null,null,null,null,null,null,null,null,null,null,null,null,null,null,null,null,null,null,null,null,null,null,null,null,null,65,3.9,3.06,null,null,200,38,29.8]
[null,null,null,null,null,null,null,null,null,null,null,null,null,null,null,null,null,null,null,null,null,null,null,null,null,null,null,null,null,null,null,null,null,null,null,null,null,null,null,null,null,null,75,4.5,3.53,null,null,230,43.7,34.299999999999997]
[null,null,null,null,null,null,null,null,null,null,null,null,null,null,null,null,null,null,null,null,null,null,null,null,null,null,null,null,null,null,null,null,null,null,null,null,null,null,null,null,null,null,90,5.4,4.24,null,null,250,47.5,37.299999999999997]
[null,null,null,null,null,null,null,null,null,null,null,null,null,null,null,null,null,null,null,null,null,null,null,null,null,null,null,null,null,null,null,null,null,null,null,null,null,null,null,null,null,null,100,6,4.71,null,null,280,53.2,41.8]
[null,null,null,null,null,null,null,null,null,null,null,null,null,null,null,null,null,null,null,null,null,null,null,null,null,null,null,null,null,null,null,null,null,null,null,null,null,null,null,null,null,null,125,7.5,5.89,null,null,300,57,44.7]
[null,null,null,null,null,null,null,null,null,null,null,null,null,null,null,null,null,null,null,null,null,null,null,null,null,null,null,null,null,null,null,null,null,null,null,null,null,null,null,null,null,"        8          ",25,2,1.57,null,"            22            ",50,11,8.64]
[null,null,null,null,null,null,null,null,null,null,null,null,null,null,null,null,null,null,null,null,null,null,null,null,null,null,null,null,null,null,null,null,null,null,null,null,null,null,null,null,null,null,32,2.56,2.0099999999999998,null,null,65,14.3,11.2]
[null,null,null,null,null,null,null,null,null,null,null,null,null,null,null,null,null,null,null,null,null,null,null,null,null,null,null,null,null,null,null,null,null,null,null,null,null,null,null,null,null,null,38,3.04,2.39,null,null,75,16.5,13]
[null,null,null,null,null,null,null,null,null,null,null,null,null,null,null,null,null,null,null,null,null,null,null,null,null,null,null,null,null,null,null,null,null,null,null,null,null,null,null,null,null,null,44,3.52,2.76,null,null,90,19.8,15.5]
[null,null,null,null,null,null,null,null,null,null,null,null,null,null,null,null,null,null,null,null,null,null,null,null,null,null,null,null,null,null,null,null,null,null,null,null,null,null,null,null,null,null,50,1,3.14,null,null,100,22,17.3]
[null,null,null,null,null,null,null,null,null,null,null,null,null,null,null,null,null,null,null,null,null,null,null,null,null,null,null,null,null,null,null,null,null,null,null,null,null,null,null,null,null,null,65,5.2,4.08,null,null,125,27.5,21.6]
[null,null,null,null,null,null,null,null,null,null,null,null,null,null,null,null,null,null,null,null,null,null,null,null,null,null,null,null,null,null,null,null,null,null,null,null,null,null,null,null,null,null,75,6,4.71,null,null,150,33,25.9]
[null,null,null,null,null,null,null,null,null,null,null,null,null,null,null,null,null,null,null,null,null,null,null,null,null,null,null,null,null,null,null,null,null,null,null,null,null,null,null,null,null,null,90,7.2,5.65,null,null,180,39.6,31.1]
[null,null,null,null,null,null,null,null,null,null,null,null,null,null,null,null,null,null,null,null,null,null,null,null,null,null,null,null,null,null,null,null,null,null,null,null,null,null,null,null,null,null,100,8,6.28,null,null,200,44,34.5]
[null,null,null,null,null,null,null,null,null,null,null,null,null,null,null,null,null,null,null,null,null,null,null,null,null,null,null,null,null,null,null,null,null,null,null,null,null,null,null,null,null,null,125,10,7.85,null,null,230,50.6,39.700000000000003]
[null,null,null,null,null,null,null,null,null,null,null,null,null,null,null,null,null,null,null,null,null,null,null,null,null,null,null,null,null,null,null,null,null,null,null,null,null,null,null,null,null,"              9              ",25,2.25,1.77,null,null,250,55,43.2]
[null,null,null,null,null,null,null,null,null,null,null,null,null,null,null,null,null,null,null,null,null,null,null,null,null,null,null,null,null,null,null,null,null,null,null,null,null,null,null,null,null,null,32,2.2799999999999998,2.2599999999999998,null,null,280,61.6,48.4]
[null,null,null,null,null,null,null,null,null,null,null,null,null,null,null,null,null,null,null,null,null,null,null,null,null,null,null,null,null,null,null,null,null,null,null,null,null,null,null,null,null,null,38,3.42,2.68,null,null,300,66,51.8]
[null,null,null,null,null,null,null,null,null,null,null,null,null,null,null,null,null,null,null,null,null,null,null,null,null,null,null,null,null,null,null,null,null,null,null,null,null,null,null,null,null,null,44,3.96,3.11,null,"            25            ",50,12.5,9.81]
[null,null,null,null,null,null,null,null,null,null,null,null,null,null,null,null,null,null,null,null,null,null,null,null,null,null,null,null,null,null,null,null,null,null,null,null,null,null,null,null,null,null,50,4.5,3.53,null,null,65,16.25,12.8]
[null,null,null,null,null,null,null,null,null,null,null,null,null,null,null,null,null,null,null,null,null,null,null,null,null,null,null,null,null,null,null,null,null,null,null,null,null,null,null,null,null,null,65,5.85,4.59,null,null,75,18.75,14.7]
[null,null,null,null,null,null,null,null,null,null,null,null,null,null,null,null,null,null,null,null,null,null,null,null,null,null,null,null,null,null,null,null,null,null,null,null,null,null,null,null,null,null,75,6.75,5.3,null,null,90,22.5,17.7]
[null,null,null,null,null,null,null,null,null,null,null,null,null,null,null,null,null,null,null,null,null,null,null,null,null,null,null,null,null,null,null,null,null,null,null,null,null,null,null,null,null,null,90,8.1,6.36,null,null,100,25,19.600000000000001]
[null,null,null,null,null,null,null,null,null,null,null,null,null,null,null,null,null,null,null,null,null,null,null,null,null,null,null,null,null,null,null,null,null,null,null,null,null,null,null,null,null,null,100,9,7.06,null,null,125,31.25,24.5]
[null,null,null,null,null,null,null,null,null,null,null,null,null,null,null,null,null,null,null,null,null,null,null,null,null,null,null,null,null,null,null,null,null,null,null,null,null,null,null,null,null,null,125,11.25,8.83,null,null,150,37.5,29.4]
[null,null,null,null,null,null,null,null,null,null,null,null,null,null,null,null,null,null,null,null,null,null,null,null,null,null,null,null,null,null,null,null,null,null,null,null,null,null,null,null,null,null,150,13.5,10.6,null,null,1180,45,35.299999999999997]
[null,null,null,null,null,null,null,null,null,null,null,null,null,null,null,null,null,null,null,null,null,null,null,null,null,null,null,null,null,null,null,null,null,null,null,null,null,null,null,null,null,null,180,16.2,12.7,null,null,200,50,39.200000000000003]
[null,null,null,null,null,null,null,null,null,null,null,null,null,null,null,null,null,null,null,null,null,null,null,null,null,null,null,null,null,null,null,null,null,null,null,null,null,null,null,null,null,null,200,18,14.1,null,null,230,57.5,45.1]
[null,null,null,null,null,null,null,null,null,null,null,null,null,null,null,null,null,null,null,null,null,null,null,null,null,null,null,null,null,null,null,null,null,null,null,null,null,null,null,null,null,null,230,20.7,16.2,null,null,250,62.5,49.1]
[null,null,null,null,null,null,null,null,null,null,null,null,null,null,null,null,null,null,null,null,null,null,null,null,null,null,null,null,null,null,null,null,null,null,null,null,null,null,null,null,null,null,250,22.5,17.7,null,null,280,70,55]
[null,null,null,null,null,null,null,null,null,null,null,null,null,null,null,null,null,null,null,null,null,null,null,null,null,null,null,null,null,null,null,null,null,null,null,null,null,null,null,null,null,"                12                ",25,3,2.36,null,null,300,75,58.9]
[null,null,null,null,null,null,null,null,null,null,null,null,null,null,null,null,null,null,null,null,null,null,null,null,null,null,null,null,null,null,null,null,null,null,null,null,null,null,null,null,null,null,32,3.81,3.01,null,"        28        ",100,28,22]
[null,null,null,null,null,null,null,null,null,null,null,null,null,null,null,null,null,null,null,null,null,null,null,null,null,null,null,null,null,null,null,null,null,null,null,null,null,null,null,null,null,null,38,4.5599999999999996,3.58,null,null,125,35,27.5]
[null,null,null,null,null,null,null,null,null,null,null,null,null,null,null,null,null,null,null,null,null,null,null,null,null,null,null,null,null,null,null,null,null,null,null,null,null,null,null,null,null,null,44,5.28,4.1399999999999997,null,null,150,42,33]
[null,null,null,null,null,null,null,null,null,null,null,null,null,null,null,null,null,null,null,null,null,null,null,null,null,null,null,null,null,null,null,null,null,null,null,null,null,null,null,null,null,null,50,6,4.71,null,null,180,50.4,39.6]
[null,null,null,null,null,null,null,null,null,null,null,null,null,null,null,null,null,null,null,null,null,null,null,null,null,null,null,null,null,null,null,null,null,null,null,null,null,null,null,null,null,null,65,7.8,6.12,null,null,200,56,44]
[null,null,null,null,null,null,null,null,null,null,null,null,null,null,null,null,null,null,null,null,null,null,null,null,null,null,null,null,null,null,null,null,null,null,null,null,null,null,null,null,null,null,75,9,7.06,null,null,230,64.400000000000006,550.6]
[null,null,null,null,null,null,null,null,null,null,null,null,null,null,null,null,null,null,null,null,null,null,null,null,null,null,null,null,null,null,null,null,null,null,null,null,null,null,null,null,null,null,90,10.8,8.48,null,null,250,70,55]
[null,null,null,null,null,null,null,null,null,null,null,null,null,null,null,null,null,null,null,null,null,null,null,null,null,null,null,null,null,null,null,null,null,null,null,null,null,null,null,null,null,null,100,12,9.42,null,null,280,78.400000000000006,61.5]
[null,null,null,null,null,null,null,null,null,null,null,null,null,null,null,null,null,null,null,null,null,null,null,null,null,null,null,null,null,null,null,null,null,null,null,null,null,null,null,null,null,null,125,15,11.8,null,null,300,84,65.900000000000006]
[null,null,null,null,null,null,null,null,null,null,null,null,null,null,null,null,null,null,null,null,null,null,null,null,null,null,null,null,null,null,null,null,null,null,null,null,null,null,null,null,null,null,150,18,14.1,null,"        32        ",100,32,25.1]
[null,null,null,null,null,null,null,null,null,null,null,null,null,null,null,null,null,null,null,null,null,null,null,null,null,null,null,null,null,null,null,null,null,null,null,null,null,null,null,null,null,null,180,21.6,17,null,null,125,40,31.4]
[null,null,null,null,null,null,null,null,null,null,null,null,null,null,null,null,null,null,null,null,null,null,null,null,null,null,null,null,null,null,null,null,null,null,null,null,null,null,null,null,null,null,200,24,18.8,null,null,150,48,37.700000000000003]
[null,null,null,null,null,null,null,null,null,null,null,null,null,null,null,null,null,null,null,null,null,null,null,null,null,null,null,null,null,null,null,null,null,null,null,null,null,null,null,null,null,null,230,27.6,21.7,null,null,180,57.6,45.2]
[null,null,null,null,null,null,null,null,null,null,null,null,null,null,null,null,null,null,null,null,null,null,null,null,null,null,null,null,null,null,null,null,null,null,null,null,null,null,null,null,null,null,250,30,23.6,null,null,200,64,50.2]
[null,null,null,null,null,null,null,null,null,null,null,null,null,null,null,null,null,null,null,null,null,null,null,null,null,null,null,null,null,null,null,null,null,null,null,null,null,null,null,null,null,null,280,33.6,26.4,null,null,130,73.599999999999994,57.8]
[null,null,null,null,null,null,null,null,null,null,null,null,null,null,null,null,null,null,null,null,null,null,null,null,null,null,null,null,null,null,null,null,null,null,null,null,null,null,null,null,null,null,300,36,28.3,null,null,250,80,62.8]
[null,null,null,null,null,null,null,null,null,null,null,null,null,null,null,null,null,null,null,null,null,null,null,null,null,null,null,null,null,null,null,null,null,null,null,null,null,null,null,null,null,"              16                ",32,5.12,4.0199999999999996,null,null,280,89.6,70.3]
[null,null,null,null,null,null,null,null,null,null,null,null,null,null,null,null,null,null,null,null,null,null,null,null,null,null,null,null,null,null,null,null,null,null,null,null,null,null,null,null,null,null,38,6.08,4.7699999999999996,null,null,300,96,75.400000000000006]
[null,null,null,null,null,null,null,null,null,null,null,null,null,null,null,null,null,null,null,null,null,null,null,null,null,null,null,null,null,null,null,null,null,null,null,null,null,null,null,null,null,null,44,7.04,5.53,null,"        36        ",100,36,28.3]
[null,null,null,null,null,null,null,null,null,null,null,null,null,null,null,null,null,null,null,null,null,null,null,null,null,null,null,null,null,null,null,null,null,null,null,null,null,null,null,null,null,null,50,8,6.28,null,null,125,45,35.299999999999997]
[null,null,null,null,null,null,null,null,null,null,null,null,null,null,null,null,null,null,null,null,null,null,null,null,null,null,null,null,null,null,null,null,null,null,null,null,null,null,null,null,null,null,65,10.4,8.16,null,null,150,54,42.4]
[null,null,null,null,null,null,null,null,null,null,null,null,null,null,null,null,null,null,null,null,null,null,null,null,null,null,null,null,null,null,null,null,null,null,null,null,null,null,null,null,null,null,75,12,9.42,null,null,180,64.8,50.9]
[null,null,null,null,null,null,null,null,null,null,null,null,null,null,null,null,null,null,null,null,null,null,null,null,null,null,null,null,null,null,null,null,null,null,null,null,null,null,null,null,null,null,90,14.4,11.3,null,null,200,72,56.5]
[null,null,null,null,null,null,null,null,null,null,null,null,null,null,null,null,null,null,null,null,null,null,null,null,null,null,null,null,null,null,null,null,null,null,null,null,null,null,null,null,null,null,100,16,12.6,null,null,130,82.8,65]
[null,null,null,null,null,null,null,null,null,null,null,null,null,null,null,null,null,null,null,null,null,null,null,null,null,null,null,null,null,null,null,null,null,null,null,null,null,null,null,null,null,null,125,20,15.7,null,null,250,90,70.599999999999994]
[null,null,null,null,null,null,null,null,null,null,null,null,null,null,null,null,null,null,null,null,null,null,null,null,null,null,null,null,null,null,null,null,null,null,null,null,null,null,null,null,null,null,150,24,18.8,null,null,280,100.8,79.099999999999994]
[null,null,null,null,null,null,null,null,null,null,null,null,null,null,null,null,null,null,null,null,null,null,null,null,null,null,null,null,null,null,null,null,null,null,null,null,null,null,null,null,null,null,180,28.8,22.6,null,null,300,108,84.8]
[null,null,null,null,null,null,null,null,null,null,null,null,null,null,null,null,null,null,null,null,null,null,null,null,null,null,null,null,null,null,null,null,null,null,null,null,null,null,null,null,null,null,200,32,25.1]
[null,null,null,null,null,null,null,null,null,null,null,null,null,null,null,null,null,null,null,null,null,null,null,null,null,null,null,null,null,null,null,null,null,null,null,null,null,null,null,null,null,null,230,36.799999999999997,28.9]
[null,null,null,null,null,null,null,null,null,null,null,null,null,null,null,null,null,null,null,null,null,null,null,null,null,null,null,null,null,null,null,null,null,null,null,null,null,null,null,null,null,null,250,40,31.4]
[null,null,null,null,null,null,null,null,null,null,null,null,null,null,null,null,null,null,null,null,null,null,null,null,null,null,null,null,null,null,null,null,null,null,null,null,null,null,null,null,null,null,280,44.8,35.200000000000003]
[null,null,null,null,null,null,null,null,null,null,null,null,null,null,null,null,null,null,null,null,null,null,null,null,null,null,null,null,null,null,null,null,null,null,null,null,null,null,null,null,null,null,300,48,37.700000000000003]
[]
[]
[]
[null,null,null,null,null,null,null,null,null,null,null,null,null,null,null,null,null,null,null,null,null,null,null,null,null,null,null,null,null,null,null,null,null,null,null,null,null,null,null,null,null,null,null,null,null,"Plates"]
[]
[null,null,null,null,null,null,null,null,null,null,null,null,null,null,null,null,null,null,null,null,null,null,null,null,null,null,null,null,null,null,null,null,null,null,null,null,null,null,null,null,null,null,null,null,null,"JIS G3101 SS400 (Metirc Size)"]
[]
[null,null,null,null,null,null,null,null,null,null,null,null,null,null,null,null,null,null,null,null,null,null,null,null,null,null,null,null,null,null,null,null,null,null,null,null,null,null,null,null,null,null,null,null,null,"Kilograms of Standard Size (JIS - 0.7293 Kg/mm. ft2)"]
[]
[null,null,null,null,null,null,null,null,null,null,null,null,null,null,null,null,null,null,null,null,null,null,null,null,null,null,null,null,null,null,null,null,null,null,null,null,null,null,null,null,null,null,null,null,null,"Size & Properties"]
[]
[]
[null,null,null,null,null,null,null,null,null,null,null,null,null,null,null,null,null,null,null,null,null,null,null,null,null,null,null,null,null,null,null,null,null,null,null,null,null,null,null,null,null,"Thickness","Unit Weight","Width x Length, ft2 Area, ft2"]
[null,null,null,null,null,null,null,null,null,null,null,null,null,null,null,null,null,null,null,null,null,null,null,null,null,null,null,null,null,null,null,null,null,null,null,null,null,null,null,null,null,null,null,"3x6","4x8","4x10","4x16","4x20","5x10","5x20","5x30","5x40","6x30","6x40"]
[null,null,null,null,null,null,null,null,null,null,null,null,null,null,null,null,null,null,null,null,null,null,null,null,null,null,null,null,null,null,null,null,null,null,null,null,null,null,null,null,null,"mm.","kg./ft2",18,32,40,64,80,50,100,150,200,180,240]
[null,null,null,null,null,null,null,null,null,null,null,null,null,null,null,null,null,null,null,null,null,null,null,null,null,null,null,null,null,null,null,null,null,null,null,null,null,null,null,null,null,3.2,2.3340000000000001,42,74.7,93.4,149,187,117,233,350,467,420,560]
[null,null,null,null,null,null,null,null,null,null,null,null,null,null,null,null,null,null,null,null,null,null,null,null,null,null,null,null,null,null,null,null,null,null,null,null,null,null,null,null,null,4.5,3.282,59.1,105,131,200,263,164,328,492,656,591,788]
[null,null,null,null,null,null,null,null,null,null,null,null,null,null,null,null,null,null,null,null,null,null,null,null,null,null,null,null,null,null,null,null,null,null,null,null,null,null,null,null,null,5,3.6459999999999999,65.599999999999994,117,146,233,292,182,365,547,729,656,875]
[null,null,null,null,null,null,null,null,null,null,null,null,null,null,null,null,null,null,null,null,null,null,null,null,null,null,null,null,null,null,null,null,null,null,null,null,null,null,null,null,null,6,4.3760000000000003,78.8,140,175,280,350,219,438,656,875,788,1050]
[null,null,null,null,null,null,null,null,null,null,null,null,null,null,null,null,null,null,null,null,null,null,null,null,null,null,null,null,null,null,null,null,null,null,null,null,null,null,null,null,null,7,5.1050000000000004,91.9,183,204,327,408,255,510,766,1021,919,1225]
[null,null,null,null,null,null,null,null,null,null,null,null,null,null,null,null,null,null,null,null,null,null,null,null,null,null,null,null,null,null,null,null,null,null,null,null,null,null,null,null,null,8,5.3840000000000003,105,187,233,373,467,292,583,875,1167,1050,1400]
[null,null,null,null,null,null,null,null,null,null,null,null,null,null,null,null,null,null,null,null,null,null,null,null,null,null,null,null,null,null,null,null,null,null,null,null,null,null,null,null,null,9,6.5640000000000001,118,210,263,420,525,328,656,985,1313,1182,1575]
[null,null,null,null,null,null,null,null,null,null,null,null,null,null,null,null,null,null,null,null,null,null,null,null,null,null,null,null,null,null,null,null,null,null,null,null,null,null,null,null,null,10,7.2930000000000001,131,233,292,467,583,365,729,1094,1459,1313,1750]
[null,null,null,null,null,null,null,null,null,null,null,null,null,null,null,null,null,null,null,null,null,null,null,null,null,null,null,null,null,null,null,null,null,null,null,null,null,null,null,null,null,11,8.0220000000000002,144,257,321,513,642,401,802,1203,1604,1444,1925]
[null,null,null,null,null,null,null,null,null,null,null,null,null,null,null,null,null,null,null,null,null,null,null,null,null,null,null,null,null,null,null,null,null,null,null,null,null,null,null,null,null,12,8.7520000000000007,158,280,350,560,700,438,875,1313,1750,1575,2100]
[null,null,null,null,null,null,null,null,null,null,null,null,null,null,null,null,null,null,null,null,null,null,null,null,null,null,null,null,null,null,null,null,null,null,null,null,null,null,null,null,null,12.7,9.2620000000000005,167,296,370,593,741,463,926,1389,1852,1667,2223]
[null,null,null,null,null,null,null,null,null,null,null,null,null,null,null,null,null,null,null,null,null,null,null,null,null,null,null,null,null,null,null,null,null,null,null,null,null,null,null,null,null,13,9.4809999999999999,171,303,379,607,758,474,948,1422,1896,1707,2275]
[null,null,null,null,null,null,null,null,null,null,null,null,null,null,null,null,null,null,null,null,null,null,null,null,null,null,null,null,null,null,null,null,null,null,null,null,null,null,null,null,null,14,10.210000000000001,184,327,408,653,817,510,1021,1532,2042,1838,2450]
[null,null,null,null,null,null,null,null,null,null,null,null,null,null,null,null,null,null,null,null,null,null,null,null,null,null,null,null,null,null,null,null,null,null,null,null,null,null,null,null,null,15,10.94,197,350,438,700,875,549,1094,1641,2188,1969,2626]
[null,null,null,null,null,null,null,null,null,null,null,null,null,null,null,null,null,null,null,null,null,null,null,null,null,null,null,null,null,null,null,null,null,null,null,null,null,null,null,null,null,16,11.67,210,373,467,747,934,684,1167,1750,2334,2101,2801]
[null,null,null,null,null,null,null,null,null,null,null,null,null,null,null,null,null,null,null,null,null,null,null,null,null,null,null,null,null,null,null,null,null,null,null,null,null,null,null,null,null,17,12.4,223,397,496,794,992,620,1240,1860,2480,2232,2976]
[null,null,null,null,null,null,null,null,null,null,null,null,null,null,null,null,null,null,null,null,null,null,null,null,null,null,null,null,null,null,null,null,null,null,null,null,null,null,null,null,null,18,13.13,236,420,525,840,1050,656,1313,1970,2626,2363,2151]
[null,null,null,null,null,null,null,null,null,null,null,null,null,null,null,null,null,null,null,null,null,null,null,null,null,null,null,null,null,null,null,null,null,null,null,null,null,null,null,null,null,19,13.86,249,444,554,887,1109,693,1386,2079,2772,2495,3326]
[null,null,null,null,null,null,null,null,null,null,null,null,null,null,null,null,null,null,null,null,null,null,null,null,null,null,null,null,null,null,null,null,null,null,null,null,null,null,null,null,null,20,14.59,263,467,584,934,1167,730,1459,2188,2918,262666,3502]
[null,null,null,null,null,null,null,null,null,null,null,null,null,null,null,null,null,null,null,null,null,null,null,null,null,null,null,null,null,null,null,null,null,null,null,null,null,null,null,null,null,21,15.32,276,490,613,980,1226,766,1532,2298,3064,2758,3677]
[null,null,null,null,null,null,null,null,null,null,null,null,null,null,null,null,null,null,null,null,null,null,null,null,null,null,null,null,null,null,null,null,null,null,null,null,null,null,null,null,null,22,16.04,289,513,642,1027,1283,802,1604,2406,3208,2887,3850]
[null,null,null,null,null,null,null,null,null,null,null,null,null,null,null,null,null,null,null,null,null,null,null,null,null,null,null,null,null,null,null,null,null,null,null,null,null,null,null,null,null,23,16.77,302,537,671,1073,1342,838,1677,2516,3354,3019,4025]
[null,null,null,null,null,null,null,null,null,null,null,null,null,null,null,null,null,null,null,null,null,null,null,null,null,null,null,null,null,null,null,null,null,null,null,null,null,null,null,null,null,24,17.5,315,560,700,1120,1400,875,1750,2625,3500,3150,4200]
[null,null,null,null,null,null,null,null,null,null,null,null,null,null,null,null,null,null,null,null,null,null,null,null,null,null,null,null,null,null,null,null,null,null,null,null,null,null,null,null,null,25,18.23,328,583,729,1167,1458,912,1823,2734,3646,3281,4375]
[null,null,null,null,null,null,null,null,null,null,null,null,null,null,null,null,null,null,null,null,null,null,null,null,null,null,null,null,null,null,null,null,null,null,null,null,null,null,null,null,null,25.4,18.52,333,593,741,1185,1482,926,1852,2778,3704,3334,4445]
[null,null,null,null,null,null,null,null,null,null,null,null,null,null,null,null,null,null,null,null,null,null,null,null,null,null,null,null,null,null,null,null,null,null,null,null,null,null,null,null,null,26,18.96,341,607,758,1213,1517,948,1896,2844,3792,3413,4550]
[null,null,null,null,null,null,null,null,null,null,null,null,null,null,null,null,null,null,null,null,null,null,null,null,null,null,null,null,null,null,null,null,null,null,null,null,null,null,null,null,null,27,19.690000000000001,354,630,788,1260,1575,984,1969,2954,3938,null,4726]
[null,null,null,null,null,null,null,null,null,null,null,null,null,null,null,null,null,null,null,null,null,null,null,null,null,null,null,null,null,null,null,null,null,null,null,null,null,null,null,null,null,28,20.420000000000002,368,653,817,1307,1634,1021,2042,3063,4084,3544,4901]
[null,null,null,null,null,null,null,null,null,null,null,null,null,null,null,null,null,null,null,null,null,null,null,null,null,null,null,null,null,null,null,null,null,null,null,null,null,null,null,null,null,29,21.15,381,677,846,1354,1692,1058,2115,3172,4230,3676,5076]
[null,null,null,null,null,null,null,null,null,null,null,null,null,null,null,null,null,null,null,null,null,null,null,null,null,null,null,null,null,null,null,null,null,null,null,null,null,null,null,null,null,30,21.88,394,700,875,1400,1750,1094,2188,3282,4376,3807,5251]
[null,null,null,null,null,null,null,null,null,null,null,null,null,null,null,null,null,null,null,null,null,null,null,null,null,null,null,null,null,null,null,null,null,null,null,null,null,null,null,null,null,32,23.34,420,747,934,1494,1867,1167,2334,3501,4668,3938,5602]
[null,null,null,null,null,null,null,null,null,null,null,null,null,null,null,null,null,null,null,null,null,null,null,null,null,null,null,null,null,null,null,null,null,null,null,null,null,null,null,null,null,34,24.8,446,794,992,1587,1984,1240,2480,3720,4960,4201,5952]
[null,null,null,null,null,null,null,null,null,null,null,null,null,null,null,null,null,null,null,null,null,null,null,null,null,null,null,null,null,null,null,null,null,null,null,null,null,null,null,null,null,36,26.25,472,840,1050,1680,2100,1312,2625,3938,5250,4464,6300]
[null,null,null,null,null,null,null,null,null,null,null,null,null,null,null,null,null,null,null,null,null,null,null,null,null,null,null,null,null,null,null,null,null,null,null,null,null,null,null,null,null,38,27.71,499,887,1108,1773,2217,1386,2771,4156,5542,4725,6650]
[null,null,null,null,null,null,null,null,null,null,null,null,null,null,null,null,null,null,null,null,null,null,null,null,null,null,null,null,null,null,null,null,null,null,null,null,null,null,null,null,null,40,29.17,525,933,1167,1867,2334,1458,2917,4376,5834,4988,7001]
[null,null,null,null,null,null,null,null,null,null,null,null,null,null,null,null,null,null,null,null,null,null,null,null,null,null,null,null,null,null,null,null,null,null,null,null,null,null,null,null,null,45,32.82,591,1050,1313,2100,2626,1614,3282,4923,6564,5251,7877]
[null,null,null,null,null,null,null,null,null,null,null,null,null,null,null,null,null,null,null,null,null,null,null,null,null,null,null,null,null,null,null,null,null,null,null,null,null,null,null,null,null,50,36.46,656,1167,1458,2333,2917,1823,3646,5469,7292,5908,8750]
[null,null,null,null,null,null,null,null,null,null,null,null,null,null,null,null,null,null,null,null,null,null,null,null,null,null,null,null,null,null,null,null,null,null,null,null,null,null,null,null,null,55,40.11,722,1254,1604,2567,3209,2006,4011,6016,8022,6563,9626]
[null,null,null,null,null,null,null,null,null,null,null,null,null,null,null,null,null,null,null,null,null,null,null,null,null,null,null,null,null,null,null,null,null,null,null,null,null,null,null,null,null,60,43.76,788,1400,1750,2801,3501,2188,4376,6564,8752,7220,10502]
[null,null,null,null,null,null,null,null,null,null,null,null,null,null,null,null,null,null,null,null,null,null,null,null,null,null,null,null,null,null,null,null,null,null,null,null,null,null,null,null,null,65,47.4,853,1517,1896,3034,3792,2370,4740,7110,9480,7877,11376]
[null,null,null,null,null,null,null,null,null,null,null,null,null,null,null,null,null,null,null,null,null,null,null,null,null,null,null,null,null,null,null,null,null,null,null,null,null,null,null,null,null,70,51.05,919,1634,2042,3267,4084,2552,5104,7658,10210,9189,12252]
[]
[]
[null,null,null,null,null,null,null,null,null,null,null,null,null,null,null,null,null,null,null,null,null,null,null,null,null,null,null,null,null,null,null,null,null,null,null,null,null,null,null,null,null,"SecID","SectionName","Shape","PriShape",null,"Weight","Depth","Width","TWeb","TFlange","XSArea","MomIx","MomIy","RadRx","RadRy","ModSx","ModSy","RadJ","RadE","Cx","Cy"]
[null,null,null,null,null,null,null,null,null,null,null,null,null,null,null,null,null,null,null,null,null,null,null,null,null,null,null,null,null,null,null,null,null,null,null,null,null,null,null,null,null,1,"C 50x25x3.86 Kg/m","C","C",null,3.9000000953674316,50,25,5,6,4.9200000762939453,16.799999237060547,2.4900000095367432,1.8500000238418579,0.70999997854232788,6.73,1.4800000190734863,6,3,2.5,0.81000000238418579]
[null,null,null,null,null,null,null,null,null,null,null,null,null,null,null,null,null,null,null,null,null,null,null,null,null,null,null,null,null,null,null,null,null,null,null,null,null,null,null,null,null,2,"C 75x40x6.92 Kg/m","C","C",null,6.9000000953674316,75,40,5,7,8.8179998397827148,75.300003051757813,12.199999809265137,2.9200000762939453,1.1699999570846558,20.100000000000001,4.4699997901916504,8,4,3.75,1.2799999713897705]
[null,null,null,null,null,null,null,null,null,null,null,null,null,null,null,null,null,null,null,null,null,null,null,null,null,null,null,null,null,null,null,null,null,null,null,null,null,null,null,null,null,3,"C 100x50x9.36 Kg/m","C","C",null,9.3000001907348633,100,50,5,7.5,11.920000076293945,188,26,3.9700000286102295,1.4800000190734863,37.6,7.5199999809265137,8,4,5,1.5399999618530273]
[null,null,null,null,null,null,null,null,null,null,null,null,null,null,null,null,null,null,null,null,null,null,null,null,null,null,null,null,null,null,null,null,null,null,null,null,null,null,null,null,null,4,"C 125x65x13.4 Kg/m","C","C",null,13.399999618530273,125,65,6,8,17.110000610351563,424,61.799999237060547,4.9800000190734863,1.8999999761581421,67.8,13.399999618530273,8,4,6.25,1.8999999761581421]
[null,null,null,null,null,null,null,null,null,null,null,null,null,null,null,null,null,null,null,null,null,null,null,null,null,null,null,null,null,null,null,null,null,null,null,null,null,null,null,null,null,5,"C 150x75x18.6 Kg/m","C","C",null,18.600000381469727,150,75,6.5,10,23.709999084472656,861,117,6.0300002098083496,2.2200000286102295,115,22.399999618530273,10,5,7.5,2.2799999713897705]
[null,null,null,null,null,null,null,null,null,null,null,null,null,null,null,null,null,null,null,null,null,null,null,null,null,null,null,null,null,null,null,null,null,null,null,null,null,null,null,null,null,6,"C 150x75x24 Kg/m","C","C",null,24,150,75,9,12.5,30.590000152587891,1050,147,5.8600001335144043,2.190000057220459,140,28.299999237060547,15,7.5,7.5,2.309999942779541]
[null,null,null,null,null,null,null,null,null,null,null,null,null,null,null,null,null,null,null,null,null,null,null,null,null,null,null,null,null,null,null,null,null,null,null,null,null,null,null,null,null,7,"C 180x75x21.4 Kg/m","C","C",null,21.399999618530273,180,75,7,10.5,27.200000762939453,1380,131,7.119999885559082,2.190000057220459,153,24.299999237060547,11,5.5,9,2.130000114440918]
[null,null,null,null,null,null,null,null,null,null,null,null,null,null,null,null,null,null,null,null,null,null,null,null,null,null,null,null,null,null,null,null,null,null,null,null,null,null,null,null,null,8,"C 200x80x24.6 Kg/m","C","C",null,24.600000381469727,200,80,7.5,11,31.329999923706055,1950,168,7.880000114440918,2.3199999332427979,195,29.100000381469727,12,6,10,2.2100000381469727]
[null,null,null,null,null,null,null,null,null,null,null,null,null,null,null,null,null,null,null,null,null,null,null,null,null,null,null,null,null,null,null,null,null,null,null,null,null,null,null,null,null,9,"C 200x90x30.3 Kg/m","C","C",null,30.299999237060547,200,90,8,13.5,38.650001525878906,2490,277,8.0200004577636719,2.6800000667572021,249,44.200000762939453,14,7,10,2.7400000095367432]
[null,null,null,null,null,null,null,null,null,null,null,null,null,null,null,null,null,null,null,null,null,null,null,null,null,null,null,null,null,null,null,null,null,null,null,null,null,null,null,null,null,10,"C 250x90x34.6 Kg/m","C","C",null,34.599998474121094,250,90,9,13,44.069999694824219,4180,294,9.7399997711181641,2.5799999237060547,334,44.5,14,7,12.5,2.4000000953674316]
[null,null,null,null,null,null,null,null,null,null,null,null,null,null,null,null,null,null,null,null,null,null,null,null,null,null,null,null,null,null,null,null,null,null,null,null,null,null,null,null,null,11,"C 250x90x40.2 Kg/m","C","C",null,40.099998474121094,250,90,11,14.5,51.169998168945313,4680,329,9.5600004196166992,2.5399999618530273,374,49.900001525878906,17,8.5,12.5,2.4000000953674316]
[null,null,null,null,null,null,null,null,null,null,null,null,null,null,null,null,null,null,null,null,null,null,null,null,null,null,null,null,null,null,null,null,null,null,null,null,null,null,null,null,null,12,"C 300x90x38.1 Kg/m","C","C",null,38.099998474121094,300,90,9,13,48.569999694824219,6440,309,11.5,2.5199999809265137,429,45.700000762939453,14,7,15,2.2200000286102295]
[null,null,null,null,null,null,null,null,null,null,null,null,null,null,null,null,null,null,null,null,null,null,null,null,null,null,null,null,null,null,null,null,null,null,null,null,null,null,null,null,null,13,"C 300x90x43.8 Kg/m","C","C",null,43.700000762939453,300,90,10,15.5,55.740001678466797,7410,360,11.5,2.5399999618530273,494,54.099998474121094,19,9.5,15,2.3399999141693115]
[null,null,null,null,null,null,null,null,null,null,null,null,null,null,null,null,null,null,null,null,null,null,null,null,null,null,null,null,null,null,null,null,null,null,null,null,null,null,null,null,null,14,"C 300x90x48.6 Kg/m","C","C",null,48.5,300,90,12,16,61.900001525878906,7870,379,11.300000190734863,2.4800000190734863,525,56.400001525878906,19,9.5,15,2.2799999713897705]
[null,null,null,null,null,null,null,null,null,null,null,null,null,null,null,null,null,null,null,null,null,null,null,null,null,null,null,null,null,null,null,null,null,null,null,null,null,null,null,null,null,15,"C 380x100x54.5 Kg/m","C","C",null,54.400001525878906,380,100,10.5,16,69.389999389648438,14500,535,14.5,2.7799999713897705,763,70.5,18,9,19,2.4100000858306885]
[null,null,null,null,null,null,null,null,null,null,null,null,null,null,null,null,null,null,null,null,null,null,null,null,null,null,null,null,null,null,null,null,null,null,null,null,null,null,null,null,null,16,"C 380x100x62 Kg/m","C","C",null,62,380,100,13,16.5,78.959999084472656,15600,565,14.100000381469727,2.6700000762939453,823,73.599998474121094,18,9,19,2.3299999237060547]
[null,null,null,null,null,null,null,null,null,null,null,null,null,null,null,null,null,null,null,null,null,null,null,null,null,null,null,null,null,null,null,null,null,null,null,null,null,null,null,null,null,17,"C 380x100x67.3 Kg/m","C","C",null,67.199996948242187,380,100,13,20,85.709999084472656,17600,655,14.300000190734863,2.7599999904632568,926,87.800003051757813,24,12,19,2.5399999618530273]
[null,null,null,null,null,null,null,null,null,null,null,null,null,null,null,null,null,null,null,null,null,null,null,null,null,null,null,null,null,null,null,null,null,null,null,null,null,null,null,null,null,18,"I  100x75x12.9 Kg/m","I","I",null,12.899999618530273,100,75,5,8,16.430000305175781,281,47.299999237060547,4.1399998664855957,1.7000000476837158,56.2,12.600000381469727,7,3.5,5,3.75]
[null,null,null,null,null,null,null,null,null,null,null,null,null,null,null,null,null,null,null,null,null,null,null,null,null,null,null,null,null,null,null,null,null,null,null,null,null,null,null,null,null,19,"I  125x75x16.1 Kg/m","I","I",null,16.100000381469727,125,75,5.5,9.5,20.450000762939453,538,57.5,5.130000114440918,1.6799999475479126,86,15.300000190734863,9,4.5,6.25,3.75]
[null,null,null,null,null,null,null,null,null,null,null,null,null,null,null,null,null,null,null,null,null,null,null,null,null,null,null,null,null,null,null,null,null,null,null,null,null,null,null,null,null,20,"I  150x75x17.1 Kg/m","I","I",null,17.100000381469727,150,75,5.5,9.5,21.829999923706055,819,57.5,6.119999885559082,1.6200000047683716,109,15.300000190734863,9,4.5,7.5,3.75]
[null,null,null,null,null,null,null,null,null,null,null,null,null,null,null,null,null,null,null,null,null,null,null,null,null,null,null,null,null,null,null,null,null,null,null,null,null,null,null,null,null,21,"I  150x125x36.2 Kg/m","I","I",null,36.200000762939453,150,125,8.5,14,46.150001525878906,1760,385,6.179999828338623,2.8900001049041748,235,61.599998474121094,13,6.5,7.5,6.25]
[null,null,null,null,null,null,null,null,null,null,null,null,null,null,null,null,null,null,null,null,null,null,null,null,null,null,null,null,null,null,null,null,null,null,null,null,null,null,null,null,null,22,"I  180x100x23.6 Kg/m","I","I",null,23.600000381469727,180,100,6,10,30.059999465942383,1670,138,7.4499998092651367,2.1400001049041748,186,27.5,10,5,9,5]
[null,null,null,null,null,null,null,null,null,null,null,null,null,null,null,null,null,null,null,null,null,null,null,null,null,null,null,null,null,null,null,null,null,null,null,null,null,null,null,null,null,23,"I  200x100x26 Kg/m","I","I",null,26,200,100,7,10,33.060001373291016,2170,138,8.1099996566772461,2.0499999523162842,217,27.700000762939453,10,5,10,5]
[null,null,null,null,null,null,null,null,null,null,null,null,null,null,null,null,null,null,null,null,null,null,null,null,null,null,null,null,null,null,null,null,null,null,null,null,null,null,null,null,null,24,"I  200x150x50.4 Kg/m","I","I",null,50.299999237060547,200,150,9,16,64.160003662109375,4460,753,8.3400001525878906,3.4300000667572021,446,100,15,7.5,10,7.5]
[null,null,null,null,null,null,null,null,null,null,null,null,null,null,null,null,null,null,null,null,null,null,null,null,null,null,null,null,null,null,null,null,null,null,null,null,null,null,null,null,null,25,"I  250x125x38.3 Kg/m","I","I",null,38.299999237060547,250,125,7.5,12.5,48.790000915527344,5180,337,10.300000190734863,2.630000114440918,414,53.900001525878906,12,6,12.5,6.25]
[null,null,null,null,null,null,null,null,null,null,null,null,null,null,null,null,null,null,null,null,null,null,null,null,null,null,null,null,null,null,null,null,null,null,null,null,null,null,null,null,null,26,"I  250x125x55.5 Kg/m","I","I",null,55.400001525878906,250,125,10,19,70.730003356933594,7310,538,10.199999809265137,2.7599999904632568,858,86,21,10.5,12.5,6.25]
[null,null,null,null,null,null,null,null,null,null,null,null,null,null,null,null,null,null,null,null,null,null,null,null,null,null,null,null,null,null,null,null,null,null,null,null,null,null,null,null,null,27,"I  300x150x48.3 Kg/m","I","I",null,48.200000762939453,300,150,8,13,61.580001831054687,9480,588,12.399999618530273,3.0899999141693115,632,78.400001525878906,12,6,15,7.5]
[null,null,null,null,null,null,null,null,null,null,null,null,null,null,null,null,null,null,null,null,null,null,null,null,null,null,null,null,null,null,null,null,null,null,null,null,null,null,null,null,null,28,"I  300x150x65.5 Kg/m","I","I",null,65.400001525878906,300,150,10,18.5,83.470001220703125,12700,886,12.300000190734863,3.2599999904632568,849,118,19,9.5,15,7.5]
[null,null,null,null,null,null,null,null,null,null,null,null,null,null,null,null,null,null,null,null,null,null,null,null,null,null,null,null,null,null,null,null,null,null,null,null,null,null,null,null,null,29,"I  300x150x76.8 Kg/m","I","I",null,76.699996948242188,300,150,11.5,22,97.879997253417969,14700,1080,12.199999809265137,3.3199999332427979,978,143,23,11.5,15,7.5]
[null,null,null,null,null,null,null,null,null,null,null,null,null,null,null,null,null,null,null,null,null,null,null,null,null,null,null,null,null,null,null,null,null,null,null,null,null,null,null,null,null,30,"I  350x150x58.5 Kg/m","I","I",null,58.400001525878906,350,150,9,15,74.580001831054688,15200,702,14.300000190734863,3.0699999332427979,870,93.5,13,6.5,17.5,7.5]
[null,null,null,null,null,null,null,null,null,null,null,null,null,null,null,null,null,null,null,null,null,null,null,null,null,null,null,null,null,null,null,null,null,null,null,null,null,null,null,null,null,31,"I  350x150x87.2 Kg/m","I","I",null,87.099998474121094,350,150,12,24,111.09999847412109,22400,1180,14.199999809265137,3.2599999904632568,1280,158,25,12.5,17.5,7.5]
[null,null,null,null,null,null,null,null,null,null,null,null,null,null,null,null,null,null,null,null,null,null,null,null,null,null,null,null,null,null,null,null,null,null,null,null,null,null,null,null,null,32,"I  400x150x72 Kg/m","I","I",null,71.900001525878906,400,150,10,18,91.730003356933594,24100,864,16.200000762939453,3.0699999332427979,1200,115,17,8.5,20,7.5]
[null,null,null,null,null,null,null,null,null,null,null,null,null,null,null,null,null,null,null,null,null,null,null,null,null,null,null,null,null,null,null,null,null,null,null,null,null,null,null,null,null,33,"I  400x150x95.8 Kg/m","I","I",null,95.699996948242188,400,150,12.5,25,122.09999847412109,31700,1240,16.100000381469727,3.1800000667572021,1580,165,27,13.5,20,7.5]
[null,null,null,null,null,null,null,null,null,null,null,null,null,null,null,null,null,null,null,null,null,null,null,null,null,null,null,null,null,null,null,null,null,null,null,null,null,null,null,null,null,34,"I  450x175x91.7 Kg/m","I","I",null,91.599998474121094,450,175,11,20,116.80000305175781,39200,1510,18.299999237060547,3.5999999046325684,1740,173,19,9.5,22.5,8.75]
[null,null,null,null,null,null,null,null,null,null,null,null,null,null,null,null,null,null,null,null,null,null,null,null,null,null,null,null,null,null,null,null,null,null,null,null,null,null,null,null,null,35,"I  450x175x115 Kg/m","I","I",null,114.90000152587891,450,175,13,26,146.10000610351562,48800,2020,18.299999237060547,3.7200000286102295,2170,231,27,13.5,22.5,8.75]
[null,null,null,null,null,null,null,null,null,null,null,null,null,null,null,null,null,null,null,null,null,null,null,null,null,null,null,null,null,null,null,null,null,null,null,null,null,null,null,null,null,36,"I  600x190x133 Kg/m","I","I",null,132.80000305175781,600,190,13,25,169.39999389648437,98400,2460,24.100000381469727,3.809999942779541,3280,259,25,12.5,30,9.5]
[null,null,null,null,null,null,null,null,null,null,null,null,null,null,null,null,null,null,null,null,null,null,null,null,null,null,null,null,null,null,null,null,null,null,null,null,null,null,null,null,null,37,"I  600x190x176 Kg/m","I","I",null,175.80000305175781,600,190,16,35,224.5,130000,3540,24.100000381469727,3.9700000286102295,4330,373,38,19,30,9.5]
[null,null,null,null,null,null,null,null,null,null,null,null,null,null,null,null,null,null,null,null,null,null,null,null,null,null,null,null,null,null,null,null,null,null,null,null,null,null,null,null,null,38,"H 100x50x9.3 Kg/m","H","H",null,9.3000001907348633,100,50,5,7,11.850000381469727,187,14.800000190734863,3.9800000190734863,1.1200000047683716,37.4,5.9200000762939453,8,0,5,2.5]
[null,null,null,null,null,null,null,null,null,null,null,null,null,null,null,null,null,null,null,null,null,null,null,null,null,null,null,null,null,null,null,null,null,null,null,null,null,null,null,null,null,39,"H 100x100x17.2 Kg/m","H","H",null,17.200000762939453,100,100,6,8,21.899999618530273,383,134,4.179999828338623,2.4700000286102295,76.599999999999994,26.799999237060547,10,0,5,5]
[null,null,null,null,null,null,null,null,null,null,null,null,null,null,null,null,null,null,null,null,null,null,null,null,null,null,null,null,null,null,null,null,null,null,null,null,null,null,null,null,null,40,"H 125x60x13.2 Kg/m","H","H",null,13.199999809265137,125,60,6,8,16.840000152587891,413,29.200000762939453,4.9499998092651367,1.3200000524520874,66.08,9.7333335876464844,9,0,6.25,3]
[null,null,null,null,null,null,null,null,null,null,null,null,null,null,null,null,null,null,null,null,null,null,null,null,null,null,null,null,null,null,null,null,null,null,null,null,null,null,null,null,null,41,"H 125x125x23.8 Kg/m","H","H",null,23.799999237060547,125,125,6.5,9,30.309999465942383,847,293,5.2899999618530273,3.1099998950958252,135.52000000000001,46.880001068115234,10,0,6.25,6.25]
[null,null,null,null,null,null,null,null,null,null,null,null,null,null,null,null,null,null,null,null,null,null,null,null,null,null,null,null,null,null,null,null,null,null,null,null,null,null,null,null,null,42,"H 148x100x21.1 Kg/m","H","H",null,21.100000381469727,148,100,6,9,26.840000152587891,1020,151,6.1700000762939453,2.369999885559082,137.84,30.200000762939453,11,0,7.4000000953674316,5]
[null,null,null,null,null,null,null,null,null,null,null,null,null,null,null,null,null,null,null,null,null,null,null,null,null,null,null,null,null,null,null,null,null,null,null,null,null,null,null,null,null,43,"H 150x75x14 Kg/m","H","H",null,14,150,75,5,7,17.850000381469727,666,49.5,6.1100001335144043,1.6599999666213989,88.8,13.199999809265137,8,0,7.5,3.75]
[null,null,null,null,null,null,null,null,null,null,null,null,null,null,null,null,null,null,null,null,null,null,null,null,null,null,null,null,null,null,null,null,null,null,null,null,null,null,null,null,null,44,"H 150x150x31.5 Kg/m","H","H",null,31.5,150,150,7,10,40.139999389648438,1640,563,6.3899998664855957,3.75,218.67,75.066673278808594,11,0,7.5,7.5]
[null,null,null,null,null,null,null,null,null,null,null,null,null,null,null,null,null,null,null,null,null,null,null,null,null,null,null,null,null,null,null,null,null,null,null,null,null,null,null,null,null,45,"H 175x90x18.1 Kg/m","H","H",null,18.100000381469727,175,90,5,8,23.040000915527344,1210,97.5,7.2600002288818359,2.059999942779541,138.29,21.666669845581055,9,0,8.75,4.5]
[null,null,null,null,null,null,null,null,null,null,null,null,null,null,null,null,null,null,null,null,null,null,null,null,null,null,null,null,null,null,null,null,null,null,null,null,null,null,null,null,null,46,"H 175x175x40.2 Kg/m","H","H",null,40.099998474121094,175,175,7.5,11,51.209999084472656,2880,984,7.5,4.380000114440918,329.14,112.45709991455078,12,0,8.75,8.75]
[null,null,null,null,null,null,null,null,null,null,null,null,null,null,null,null,null,null,null,null,null,null,null,null,null,null,null,null,null,null,null,null,null,null,null,null,null,null,null,null,null,47,"H 194x150x30.6 Kg/m","H","H",null,30.600000381469727,194,150,6,9,39.009998321533203,2690,507,8.3000001907348633,3.6099998950958252,277.32,67.599998474121094,13,0,9.6999998092651367,7.5]
[null,null,null,null,null,null,null,null,null,null,null,null,null,null,null,null,null,null,null,null,null,null,null,null,null,null,null,null,null,null,null,null,null,null,null,null,null,null,null,null,null,48,"H 198x99x18.2 Kg/m","H","H",null,18.200000762939453,198,99,4.5,7,23.180000305175781,1580,114,8.2600002288818359,2.2100000381469727,159.6,23.030300140380859,11,0,9.8999996185302734,4.9499998092651367]
[null,null,null,null,null,null,null,null,null,null,null,null,null,null,null,null,null,null,null,null,null,null,null,null,null,null,null,null,null,null,null,null,null,null,null,null,null,null,null,null,null,49,"H 200x100x21.3 Kg/m","H","H",null,21.299999237060547,200,100,5.5,8,27.159999847412109,1840,134,8.2399997711181641,2.2200000286102295,184,26.799999237060547,11,0,10,5]
[null,null,null,null,null,null,null,null,null,null,null,null,null,null,null,null,null,null,null,null,null,null,null,null,null,null,null,null,null,null,null,null,null,null,null,null,null,null,null,null,null,50,"H 200x200x49.9 Kg/m","H","H",null,49.799999237060547,200,200,8,12,63.529998779296875,4720,1600,8.619999885559082,5.0199999809265137,472,160,13,0,10,10]
[null,null,null,null,null,null,null,null,null,null,null,null,null,null,null,null,null,null,null,null,null,null,null,null,null,null,null,null,null,null,null,null,null,null,null,null,null,null,null,null,null,51,"H 200x204x56.2 Kg/m","H","H",null,56.099998474121094,200,204,12,12,71.529998779296875,4980,1700,8.3500003814697266,4.880000114440918,498,166.66670227050781,13,0,10,10.199999809265137]
[null,null,null,null,null,null,null,null,null,null,null,null,null,null,null,null,null,null,null,null,null,null,null,null,null,null,null,null,null,null,null,null,null,null,null,null,null,null,null,null,null,52,"H 208x202x65.7 Kg/m","H","H",null,65.599998474121094,208,202,10,16,83.69000244140625,6530,2200,8.8299999237060547,5.130000114440918,627.88,217.82179260253906,13,0,10.399999618530273,10.100000381469727]
[null,null,null,null,null,null,null,null,null,null,null,null,null,null,null,null,null,null,null,null,null,null,null,null,null,null,null,null,null,null,null,null,null,null,null,null,null,null,null,null,null,53,"H 244x175x44.1 Kg/m","H","H",null,44,244,175,7,11,56.240001678466797,6120,984,10.399999618530273,4.179999828338623,501.64,112.45709991455078,16,0,12.199999809265137,8.75]
[null,null,null,null,null,null,null,null,null,null,null,null,null,null,null,null,null,null,null,null,null,null,null,null,null,null,null,null,null,null,null,null,null,null,null,null,null,null,null,null,null,54,"H 244x252x64.4 Kg/m","H","H",null,64.300003051757812,244,252,11,11,82.05999755859375,8790,2940,10.300000190734863,5.9800000190734863,720.49,233.33329772949219,16,0,12.199999809265137,12.600000381469727]
[null,null,null,null,null,null,null,null,null,null,null,null,null,null,null,null,null,null,null,null,null,null,null,null,null,null,null,null,null,null,null,null,null,null,null,null,null,null,null,null,null,55,"H 248x124x25.7 Kg/m","H","H",null,25.700000762939453,248,124,5,8,32.680000305175781,3540,255,10.399999618530273,2.7899999618530273,285.48,41.1290283203125,12,0,12.399999618530273,6.1999998092651367]
[null,null,null,null,null,null,null,null,null,null,null,null,null,null,null,null,null,null,null,null,null,null,null,null,null,null,null,null,null,null,null,null,null,null,null,null,null,null,null,null,null,56,"H 248x249x66.5 Kg/m","H","H",null,66.400001525878906,248,249,8,13,84.699996948242188,9930,3350,10.800000190734863,6.2800002098083496,800.81,269.0762939453125,16,0,12.399999618530273,12.449999809265137]
[null,null,null,null,null,null,null,null,null,null,null,null,null,null,null,null,null,null,null,null,null,null,null,null,null,null,null,null,null,null,null,null,null,null,null,null,null,null,null,null,null,57,"H 250x125x29.6 Kg/m","H","H",null,29.600000381469727,250,125,6,9,37.659999847412109,4050,294,10.399999618530273,2.7899999618530273,324,47.040000915527344,12,0,12.5,6.25]
[null,null,null,null,null,null,null,null,null,null,null,null,null,null,null,null,null,null,null,null,null,null,null,null,null,null,null,null,null,null,null,null,null,null,null,null,null,null,null,null,null,58,"H 250x250x72.4 Kg/m","H","H",null,72.300003051757813,250,250,9,14,92.180000305175781,10800,3650,10.800000190734863,6.2899999618530273,864,292,16,0,12.5,12.5]
[null,null,null,null,null,null,null,null,null,null,null,null,null,null,null,null,null,null,null,null,null,null,null,null,null,null,null,null,null,null,null,null,null,null,null,null,null,null,null,null,null,59,"H 250x255x82.2 Kg/m","H","H",null,82.099998474121094,250,255,14,14,104.69999694824219,11500,3880,10.5,6.0900001525878906,920,304.31369018554687,16,0,12.5,12.75]
[null,null,null,null,null,null,null,null,null,null,null,null,null,null,null,null,null,null,null,null,null,null,null,null,null,null,null,null,null,null,null,null,null,null,null,null,null,null,null,null,null,60,"H 294x200x56.8 Kg/m","H","H",null,56.700000762939453,294,200,8,12,72.379997253417969,11300,1600,12.494819641113281,4.7016539573669434,768.71,160,18,0,14.699999809265137,10]
[null,null,null,null,null,null,null,null,null,null,null,null,null,null,null,null,null,null,null,null,null,null,null,null,null,null,null,null,null,null,null,null,null,null,null,null,null,null,null,null,null,61,"H 294x302x84.5 Kg/m","H","H",null,84.400001525878906,294,302,12,12,107.69999694824219,16900,5520,12.526670455932617,7.159153938293457,1149.6600000000001,365.56289672851563,18,0,14.699999809265137,15.100000381469727]
[null,null,null,null,null,null,null,null,null,null,null,null,null,null,null,null,null,null,null,null,null,null,null,null,null,null,null,null,null,null,null,null,null,null,null,null,null,null,null,null,null,62,"H 298x149x32 Kg/m","H","H",null,32,298,149,5.5,8,40.799999237060547,6320,442,3.9357590675354004,1.0408329963684082,424.16,59.328861236572266,13,0,14.899999618530273,7.4499998092651367]
[null,null,null,null,null,null,null,null,null,null,null,null,null,null,null,null,null,null,null,null,null,null,null,null,null,null,null,null,null,null,null,null,null,null,null,null,null,null,null,null,null,63,"H 298x201x65.4 Kg/m","H","H",null,65.300003051757812,298,201,9,14,83.360000610351563,13300,1900,12.631270408630371,4.7741708755493164,892.62,189.05470275878906,18,0,14.899999618530273,10.050000190734863]
[null,null,null,null,null,null,null,null,null,null,null,null,null,null,null,null,null,null,null,null,null,null,null,null,null,null,null,null,null,null,null,null,null,null,null,null,null,null,null,null,null,64,"H 298x299x87 Kg/m","H","H",null,86.900001525878906,298,299,9,14,110.80000305175781,18800,6240,13.02593994140625,7.5045108795166016,1261.74,417.39129638671875,18,0,14.899999618530273,14.949999809265137]
[null,null,null,null,null,null,null,null,null,null,null,null,null,null,null,null,null,null,null,null,null,null,null,null,null,null,null,null,null,null,null,null,null,null,null,null,null,null,null,null,null,65,"H 300x150x36.7 Kg/m","H","H",null,36.700000762939453,300,150,6.5,9,46.779998779296875,7210,508,12.414739608764648,3.2953519821166992,480.67,67.733329772949219,13,0,15,7.5]
[null,null,null,null,null,null,null,null,null,null,null,null,null,null,null,null,null,null,null,null,null,null,null,null,null,null,null,null,null,null,null,null,null,null,null,null,null,null,null,null,null,66,"H 300x300x94 Kg/m","H","H",null,93.900001525878906,300,300,10,15,119.80000305175781,20400,6750,13.049280166625977,7.5062580108642578,1360,450,18,0,15,15]
[null,null,null,null,null,null,null,null,null,null,null,null,null,null,null,null,null,null,null,null,null,null,null,null,null,null,null,null,null,null,null,null,null,null,null,null,null,null,null,null,null,67,"H 300x305x106 Kg/m","H","H",null,105.90000152587891,300,305,15,15,134.80000305175781,21500,7100,12.629159927368164,7.2574529647827148,1433.33,465.57379150390625,18,0,15,15.25]
[null,null,null,null,null,null,null,null,null,null,null,null,null,null,null,null,null,null,null,null,null,null,null,null,null,null,null,null,null,null,null,null,null,null,null,null,null,null,null,null,null,68,"H 304x301x106 Kg/m","H","H",null,105.90000152587891,304,301,11,17,134.80000305175781,23400,7730,13.175370216369629,7.5725960731506348,1539.47,513.62127685546875,18,0,15.199999809265137,15.050000190734863]
[null,null,null,null,null,null,null,null,null,null,null,null,null,null,null,null,null,null,null,null,null,null,null,null,null,null,null,null,null,null,null,null,null,null,null,null,null,null,null,null,null,69,"H 336x249x69.2 Kg/m","H","H",null,69.099998474121094,336,249,8,12,88.150001525878906,18500,3090,14.486869812011719,5.9206318855285645,1101.19,248.19279479980469,20,0,16.799999237060547,12.449999809265137]
[null,null,null,null,null,null,null,null,null,null,null,null,null,null,null,null,null,null,null,null,null,null,null,null,null,null,null,null,null,null,null,null,null,null,null,null,null,null,null,null,null,70,"H 338x351x106 Kg/m","H","H",null,105.90000152587891,338,351,13,13,135.30000305175781,28200,9380,14.436960220336914,8.3263092041015625,1668.64,534.4730224609375,20,0,16.899999618530273,17.549999237060547]
[null,null,null,null,null,null,null,null,null,null,null,null,null,null,null,null,null,null,null,null,null,null,null,null,null,null,null,null,null,null,null,null,null,null,null,null,null,null,null,null,null,71,"H 340x250x79.7 Kg/m","H","H",null,79.599998474121094,340,250,9,14,101.5,21700,3650,14.621669769287109,5.9967150688171387,1276.47,292,20,0,17,12.5]
[null,null,null,null,null,null,null,null,null,null,null,null,null,null,null,null,null,null,null,null,null,null,null,null,null,null,null,null,null,null,null,null,null,null,null,null,null,null,null,null,null,72,"H 344x348x115 Kg/m","H","H",null,114.90000152587891,344,348,10,16,146,33300,11200,15.102390289306641,8.7585573196411133,1936.05,643.67822265625,20,0,17.200000762939453,17.399999618530273]
[null,null,null,null,null,null,null,null,null,null,null,null,null,null,null,null,null,null,null,null,null,null,null,null,null,null,null,null,null,null,null,null,null,null,null,null,null,null,null,null,null,73,"H 344x354x131 Kg/m","H","H",null,130.80000305175781,344,354,16,16,166.60000610351562,35300,11800,14.556260108947754,8.4159555435180664,2052.33,666.66668701171875,20,0,17.200000762939453,17.700000762939453]
[null,null,null,null,null,null,null,null,null,null,null,null,null,null,null,null,null,null,null,null,null,null,null,null,null,null,null,null,null,null,null,null,null,null,null,null,null,null,null,null,null,74,"H 346x174x41.4 Kg/m","H","H",null,41.299999237060547,346,174,6,9,52.680000305175781,11100,792,14.515720367431641,3.877392053604126,641.62,91.034477233886719,14,0,17.299999237060547,8.6999998092651367]
[null,null,null,null,null,null,null,null,null,null,null,null,null,null,null,null,null,null,null,null,null,null,null,null,null,null,null,null,null,null,null,null,null,null,null,null,null,null,null,null,null,75,"H 350x175x49.6 Kg/m","H","H",null,49.5,350,175,7,11,63.139999389648438,13600,984,14.67632007598877,3.9477100372314453,777.14,112.45709991455078,14,0,17.5,8.75]
[null,null,null,null,null,null,null,null,null,null,null,null,null,null,null,null,null,null,null,null,null,null,null,null,null,null,null,null,null,null,null,null,null,null,null,null,null,null,null,null,null,76,"H 350x350x137 Kg/m","H","H",null,136.80000305175781,350,350,12,19,173.89999389648437,40300,13600,15.223090171813965,8.8434076309204102,2302.86,777.14288330078125,20,0,17.5,17.5]
[null,null,null,null,null,null,null,null,null,null,null,null,null,null,null,null,null,null,null,null,null,null,null,null,null,null,null,null,null,null,null,null,null,null,null,null,null,null,null,null,null,77,"H 350x357x156 Kg/m","H","H",null,155.80000305175781,350,357,19,19,198.39999389648437,42800,14400,14.687609672546387,8.5194272994995117,2445.71,806.72271728515625,20,0,17.5,17.850000381469727]
[null,null,null,null,null,null,null,null,null,null,null,null,null,null,null,null,null,null,null,null,null,null,null,null,null,null,null,null,null,null,null,null,null,null,null,null,null,null,null,null,null,78,"H 354x176x57.8 Kg/m","H","H",null,57.700000762939453,354,176,8,13,73.680000305175781,16100,1180,14.782170295715332,4.0019001960754395,909.6,134.09089660644531,14,0,17.700000762939453,8.8000001907348633]
[null,null,null,null,null,null,null,null,null,null,null,null,null,null,null,null,null,null,null,null,null,null,null,null,null,null,null,null,null,null,null,null,null,null,null,null,null,null,null,null,null,79,"H 386x299x94.3 Kg/m","H","H",null,94.199996948242188,386,299,9,14,120.09999847412109,33700,6240,16.751100540161133,7.2080998420715332,1746.11,417.39129638671875,22,0,19.299999237060547,14.949999809265137]
[null,null,null,null,null,null,null,null,null,null,null,null,null,null,null,null,null,null,null,null,null,null,null,null,null,null,null,null,null,null,null,null,null,null,null,null,null,null,null,null,null,80,"H 388x402x140 Kg/m","H","H",null,139.80000305175781,388,402,15,15,178.5,49000,16300,16.568340301513672,9.5559682846069336,2525.77,810.9453125,22,0,19.399999618530273,20.100000381469727]
[null,null,null,null,null,null,null,null,null,null,null,null,null,null,null,null,null,null,null,null,null,null,null,null,null,null,null,null,null,null,null,null,null,null,null,null,null,null,null,null,null,81,"H 390x300x107 Kg/m","H","H",null,106.90000152587891,390,300,10,16,136,38700,7210,16.868869781494141,7.2811198234558105,1984.62,480.66668701171875,22,0,19.5,15]
[null,null,null,null,null,null,null,null,null,null,null,null,null,null,null,null,null,null,null,null,null,null,null,null,null,null,null,null,null,null,null,null,null,null,null,null,null,null,null,null,null,82,"H 394x398x147 Kg/m","H","H",null,146.80000305175781,394,398,11,18,186.80000305175781,56100,18900,17.329780578613281,10.058710098266602,2847.72,949.74871826171875,22,0,19.700000762939453,19.899999618530273]
[null,null,null,null,null,null,null,null,null,null,null,null,null,null,null,null,null,null,null,null,null,null,null,null,null,null,null,null,null,null,null,null,null,null,null,null,null,null,null,null,null,83,"H 396x199x56.6 Kg/m","H","H",null,56.5,396,199,7,11,72.160003662109375,20000,1450,16.64818000793457,4.482658863067627,1010.1,145.72860717773437,16,0,19.799999237060547,9.9499998092651367]
[null,null,null,null,null,null,null,null,null,null,null,null,null,null,null,null,null,null,null,null,null,null,null,null,null,null,null,null,null,null,null,null,null,null,null,null,null,null,null,null,null,84,"H 400x200x66 Kg/m","H","H",null,65.900001525878906,400,200,8,13,84.120002746582031,23700,1740,16.785120010375977,4.5480480194091797,1185,174,16,0,20,10]
[null,null,null,null,null,null,null,null,null,null,null,null,null,null,null,null,null,null,null,null,null,null,null,null,null,null,null,null,null,null,null,null,null,null,null,null,null,null,null,null,null,85,"H 400x400x172 Kg/m","H","H",null,171.80000305175781,400,400,13,21,218.69999694824219,66600,22400,17.450700759887695,10.120450019836426,3330,1120,22,0,20,20]
[null,null,null,null,null,null,null,null,null,null,null,null,null,null,null,null,null,null,null,null,null,null,null,null,null,null,null,null,null,null,null,null,null,null,null,null,null,null,null,null,null,86,"H 400x408x197 Kg/m","H","H",null,196.69999694824219,400,408,21,21,250.69999694824219,70900,23800,16.816900253295898,9.7434177398681641,3545,1166.6669921875,22,0,20,20.399999618530273]
[null,null,null,null,null,null,null,null,null,null,null,null,null,null,null,null,null,null,null,null,null,null,null,null,null,null,null,null,null,null,null,null,null,null,null,null,null,null,null,null,null,87,"H 404x201x75.5 Kg/m","H","H",null,75.400001525878906,404,201,9,15,96.160003662109375,27500,2030,16.910989761352539,4.5946331024169922,1361.39,201.99009704589844,16,0,20.200000762939453,10.050000190734863]
[null,null,null,null,null,null,null,null,null,null,null,null,null,null,null,null,null,null,null,null,null,null,null,null,null,null,null,null,null,null,null,null,null,null,null,null,null,null,null,null,null,88,"H 414x405x232 Kg/m","H","H",null,231.69999694824219,414,405,18,28,295.39999389648437,92800,31000,17.72429084777832,10.244139671325684,4483.09,1530.864013671875,22,0,20.700000762939453,20.25]
[null,null,null,null,null,null,null,null,null,null,null,null,null,null,null,null,null,null,null,null,null,null,null,null,null,null,null,null,null,null,null,null,null,null,null,null,null,null,null,null,null,89,"H 428x407x283 Kg/m","H","H",null,282.60000610351562,428,407,20,35,360.70001220703125,119000,39400,18.163539886474609,10.451410293579102,5560.75,1936.1180419921875,22,0,21.399999618530273,20.350000381469727]
[null,null,null,null,null,null,null,null,null,null,null,null,null,null,null,null,null,null,null,null,null,null,null,null,null,null,null,null,null,null,null,null,null,null,null,null,null,null,null,null,null,90,"H 434x299x106 Kg/m","H","H",null,105.90000152587891,434,299,10,15,135,46800,6690,18.618989944458008,7.0395708084106445,2156.6799999999998,447.49160766601562,24,0,21.700000762939453,14.949999809265137]
[null,null,null,null,null,null,null,null,null,null,null,null,null,null,null,null,null,null,null,null,null,null,null,null,null,null,null,null,null,null,null,null,null,null,null,null,null,null,null,null,null,91,"H 440x300x124 Kg/m","H","H",null,123.80000305175781,440,300,11,18,157.39999389648437,56100,8110,18.878999710083008,7.1780757904052734,2550,540.66668701171875,24,0,22,15]
[null,null,null,null,null,null,null,null,null,null,null,null,null,null,null,null,null,null,null,null,null,null,null,null,null,null,null,null,null,null,null,null,null,null,null,null,null,null,null,null,null,92,"H 446x199x66.2 Kg/m","H","H",null,66.099998474121094,446,199,8,12,84.300003051757813,28700,1580,18.451309204101563,4.3292708396911621,1287,158.79400634765625,18,0,22.299999237060547,9.9499998092651367]
[null,null,null,null,null,null,null,null,null,null,null,null,null,null,null,null,null,null,null,null,null,null,null,null,null,null,null,null,null,null,null,null,null,null,null,null,null,null,null,null,null,93,"H 446x302x145 Kg/m","H","H",null,144.80000305175781,446,302,13,21,184.30000305175781,66400,9660,18.981100082397461,7.2397890090942383,2977.58,639.735107421875,24,0,22.299999237060547,15.100000381469727]
[null,null,null,null,null,null,null,null,null,null,null,null,null,null,null,null,null,null,null,null,null,null,null,null,null,null,null,null,null,null,null,null,null,null,null,null,null,null,null,null,null,94,"H 450x200x76 Kg/m","H","H",null,75.900001525878906,450,200,9,14,96.760002136230469,33500,1870,18.60692024230957,4.3961539268493652,1488.89,187,18,0,22.5,10]
[null,null,null,null,null,null,null,null,null,null,null,null,null,null,null,null,null,null,null,null,null,null,null,null,null,null,null,null,null,null,null,null,null,null,null,null,null,null,null,null,null,95,"H 456x201x88.9 Kg/m","H","H",null,88.800003051757813,456,201,10,17,113.30000305175781,40400,2310,18.883209228515625,4.5153460502624512,1771.93,229.85079956054687,18,0,22.799999237060547,10.050000190734863]
[null,null,null,null,null,null,null,null,null,null,null,null,null,null,null,null,null,null,null,null,null,null,null,null,null,null,null,null,null,null,null,null,null,null,null,null,null,null,null,null,null,96,"H 458x417x415 Kg/m","H","H",null,414.5,458,417,30,50,528.5999755859375,187000,60500,18.808629989624023,10.698280334472656,8165.94,2901.678955078125,22,0,22.899999618530273,20.850000381469727]
[null,null,null,null,null,null,null,null,null,null,null,null,null,null,null,null,null,null,null,null,null,null,null,null,null,null,null,null,null,null,null,null,null,null,null,null,null,null,null,null,null,97,"H 482x300x114 Kg/m","H","H",null,113.90000152587891,482,300,11,15,145.5,60400,6760,20.374500274658203,6.8161931037902832,2506.2199999999998,450.66668701171875,26,0,24.100000381469727,15]
[null,null,null,null,null,null,null,null,null,null,null,null,null,null,null,null,null,null,null,null,null,null,null,null,null,null,null,null,null,null,null,null,null,null,null,null,null,null,null,null,null,98,"H 488x300x128 Kg/m","H","H",null,127.80000305175781,488,300,11,18,163.5,71000,8110,20.838680267333984,7.0429010391235352,2909.84,540.66668701171875,26,0,24.399999618530273,15]
[null,null,null,null,null,null,null,null,null,null,null,null,null,null,null,null,null,null,null,null,null,null,null,null,null,null,null,null,null,null,null,null,null,null,null,null,null,null,null,null,null,99,"H 494x302x150 Kg/m","H","H",null,149.80000305175781,494,302,13,21,191.39999389648437,83800,9660,20.924299240112305,7.1042389869689941,3392.71,639.735107421875,26,0,24.700000762939453,15.100000381469727]
[null,null,null,null,null,null,null,null,null,null,null,null,null,null,null,null,null,null,null,null,null,null,null,null,null,null,null,null,null,null,null,null,null,null,null,null,null,null,null,null,null,100,"H 496x199x79.5 Kg/m","H","H",null,79.400001525878906,496,199,9,14,101.30000305175781,41900,1840,20.33772087097168,4.261909008026123,1689.52,184.92460632324219,20,0,24.799999237060547,9.9499998092651367]
[null,null,null,null,null,null,null,null,null,null,null,null,null,null,null,null,null,null,null,null,null,null,null,null,null,null,null,null,null,null,null,null,null,null,null,null,null,null,null,null,null,101,"H 498x432x605 Kg/m","H","H",null,604.20001220703125,498,432,45,70,770.0999755859375,298000,94400,19.671369552612305,11.071649551391602,11967.87,4370.37109375,22,0,24.899999618530273,21.600000381469727]
[null,null,null,null,null,null,null,null,null,null,null,null,null,null,null,null,null,null,null,null,null,null,null,null,null,null,null,null,null,null,null,null,null,null,null,null,null,null,null,null,null,102,"H 500x200x89.6 Kg/m","H","H",null,89.5,500,200,10,16,114.19999694824219,47800,2140,20.458839416503906,4.3288631439208984,1912,214,20,0,25,10]
[null,null,null,null,null,null,null,null,null,null,null,null,null,null,null,null,null,null,null,null,null,null,null,null,null,null,null,null,null,null,null,null,null,null,null,null,null,null,null,null,null,103,"H 506x201x103 Kg/m","H","H",null,102.90000152587891,506,201,11,19,131.30000305175781,56500,2580,20.74397087097168,4.4327940940856934,2233.1999999999998,256.71640014648437,20,0,25.299999237060547,10.050000190734863]
[null,null,null,null,null,null,null,null,null,null,null,null,null,null,null,null,null,null,null,null,null,null,null,null,null,null,null,null,null,null,null,null,null,null,null,null,null,null,null,null,null,104,"H 582x300x137 Kg/m","H","H",null,136.80000305175781,582,300,12,17,174.5,103000,7670,24.295219421386719,6.6297931671142578,3539.52,511.33331298828125,28,0,29.100000381469727,15]
[null,null,null,null,null,null,null,null,null,null,null,null,null,null,null,null,null,null,null,null,null,null,null,null,null,null,null,null,null,null,null,null,null,null,null,null,null,null,null,null,null,105,"H 588x300x151 Kg/m","H","H",null,150.80000305175781,588,300,12,20,192.5,118000,9020,24.758579254150391,6.8452281951904297,4013.61,601.33331298828125,28,0,29.399999618530273,15]
[null,null,null,null,null,null,null,null,null,null,null,null,null,null,null,null,null,null,null,null,null,null,null,null,null,null,null,null,null,null,null,null,null,null,null,null,null,null,null,null,null,106,"H 594x302x175 Kg/m","H","H",null,174.80000305175781,594,302,14,23,222.39999389648437,137000,10600,24.819490432739258,6.9037580490112305,4612.79,701.98681640625,28,0,29.700000762939453,15.100000381469727]
[null,null,null,null,null,null,null,null,null,null,null,null,null,null,null,null,null,null,null,null,null,null,null,null,null,null,null,null,null,null,null,null,null,null,null,null,null,null,null,null,null,107,"H 596x199x94.6 Kg/m","H","H",null,94.5,596,199,10,15,120.5,68700,1980,23.877279281616211,4.0535831451416016,2305.37,198.9949951171875,22,0,29.799999237060547,9.9499998092651367]
[null,null,null,null,null,null,null,null,null,null,null,null,null,null,null,null,null,null,null,null,null,null,null,null,null,null,null,null,null,null,null,null,null,null,null,null,null,null,null,null,null,108,"H 600x200x106 Kg/m","H","H",null,105.90000152587891,600,200,11,17,134.39999389648437,77600,2280,24.028749465942383,4.1187729835510254,2586.67,228,22,0,30,10]
[null,null,null,null,null,null,null,null,null,null,null,null,null,null,null,null,null,null,null,null,null,null,null,null,null,null,null,null,null,null,null,null,null,null,null,null,null,null,null,null,null,109,"H 606x201x120 Kg/m","H","H",null,119.80000305175781,606,201,12,20,152.5,90400,2720,24.347219467163086,4.2232770919799805,2983.5,270.64678955078125,22,0,30.299999237060547,10.050000190734863]
[null,null,null,null,null,null,null,null,null,null,null,null,null,null,null,null,null,null,null,null,null,null,null,null,null,null,null,null,null,null,null,null,null,null,null,null,null,null,null,null,null,110,"H 612x202x134 Kg/m","H","H",null,133.80000305175781,612,202,13,23,170.69999694824219,103000,3180,24.564159393310547,4.3161530494689941,3366.01,314.85150146484375,22,0,30.600000381469727,10.100000381469727]
[null,null,null,null,null,null,null,null,null,null,null,null,null,null,null,null,null,null,null,null,null,null,null,null,null,null,null,null,null,null,null,null,null,null,null,null,null,null,null,null,null,111,"H 692x300x166 Kg/m","H","H",null,165.80000305175781,692,300,13,20,211.5,172000,9020,28.517339706420898,6.5305252075195312,4971.1000000000004,601.33331298828125,28,0,34.599998474121094,15]
[null,null,null,null,null,null,null,null,null,null,null,null,null,null,null,null,null,null,null,null,null,null,null,null,null,null,null,null,null,null,null,null,null,null,null,null,null,null,null,null,null,112,"H 700x300x185 Kg/m","H","H",null,184.80000305175781,700,300,13,24,235.5,201000,10800,29.214780807495117,6.7719922065734863,5742.86,720,28,0,35,15]
[null,null,null,null,null,null,null,null,null,null,null,null,null,null,null,null,null,null,null,null,null,null,null,null,null,null,null,null,null,null,null,null,null,null,null,null,null,null,null,null,null,113,"H 792x300x191 Kg/m","H","H",null,190.80000305175781,792,300,14,22,243.39999389648437,254000,9930,32.304019927978516,6.3872561454772949,6414.14,662,28,0,39.599998474121094,15]
[null,null,null,null,null,null,null,null,null,null,null,null,null,null,null,null,null,null,null,null,null,null,null,null,null,null,null,null,null,null,null,null,null,null,null,null,null,null,null,null,null,114,"H 800x300x210 Kg/m","H","H",null,209.69999694824219,800,300,14,26,267.39999389648437,292000,11700,33.045379638671875,6.6147317886352539,7300,780,28,0,40,15]
[null,null,null,null,null,null,null,null,null,null,null,null,null,null,null,null,null,null,null,null,null,null,null,null,null,null,null,null,null,null,null,null,null,null,null,null,null,null,null,null,null,115,"H 890x299x213 Kg/m","H","H",null,212.69999694824219,890,299,15,23,270.89999389648438,345000,10300,35.686588287353516,6.1661510467529297,7752.81,688.96319580078125,28,0,44.5,14.949999809265137]
[null,null,null,null,null,null,null,null,null,null,null,null,null,null,null,null,null,null,null,null,null,null,null,null,null,null,null,null,null,null,null,null,null,null,null,null,null,null,null,null,null,116,"H 900x300x243 Kg/m","H","H",null,242.69999694824219,900,300,16,28,309.79998779296875,411000,12600,36.423381805419922,6.3774127960205078,9133.33,840,28,0,45,15]
[null,null,null,null,null,null,null,null,null,null,null,null,null,null,null,null,null,null,null,null,null,null,null,null,null,null,null,null,null,null,null,null,null,null,null,null,null,null,null,null,null,117,"H 912x302x286 Kg/m","H","H",null,285.60000610351562,912,302,18,34,364,498000,15700,36.988269805908203,6.5674858093261719,10921.05,1039.7349853515625,28,0,45.599998474121094,15.100000381469727]
[null,null,null,null,null,null,null,null,null,null,null,null,null,null,null,null,null,null,null,null,null,null,null,null,null,null,null,null,null,null,null,null,null,null,null,null,null,null,null,null,null,118,"T 50x100x8.6 Kg/m","TH","T",null,8.6000003814697266,50,100,6,8,10.949999809265137,16.100000381469727,66.900001525878906,1.2100000381469727,2.4700000286102295,4.03,13.399999618530273,10,0,4,5]
[null,null,null,null,null,null,null,null,null,null,null,null,null,null,null,null,null,null,null,null,null,null,null,null,null,null,null,null,null,null,null,null,null,null,null,null,null,null,null,null,null,119,"T 62.5x125x11.9 Kg/m","TH","T",null,11.899999618530273,62.5,125,6.5,9,15.159999847412109,35,147,1.5199999809265137,3.1099998950958252,6.91,23.5,10,0,5.059999942779541,6.25]
[null,null,null,null,null,null,null,null,null,null,null,null,null,null,null,null,null,null,null,null,null,null,null,null,null,null,null,null,null,null,null,null,null,null,null,null,null,null,null,null,null,120,"T 74x100x10.5 Kg/m","TH","T",null,10.5,74,100,6,9,13.420000076293945,51.700000762939453,75.300003051757813,1.9600000381469727,2.369999885559082,8.84,15.100000381469727,11,0,5.8499999046325684,5]
[null,null,null,null,null,null,null,null,null,null,null,null,null,null,null,null,null,null,null,null,null,null,null,null,null,null,null,null,null,null,null,null,null,null,null,null,null,null,null,null,null,121,"T 75x150x15.8 Kg/m","TH","T",null,15.800000190734863,75,150,7,10,20.069999694824219,66.400001525878906,282,1.8200000524520874,3.75,10.8,37.599998474121094,11,0,6.130000114440918,7.5]
[null,null,null,null,null,null,null,null,null,null,null,null,null,null,null,null,null,null,null,null,null,null,null,null,null,null,null,null,null,null,null,null,null,null,null,null,null,null,null,null,null,122,"T 87.5x175x20.1 Kg/m","TH","T",null,20.100000381469727,87.5,175,7.5,11,25.610000610351563,115,492,2.119999885559082,4.380000114440918,15.9,56.200000762939453,12,0,7.1999998092651367,8.75]
[null,null,null,null,null,null,null,null,null,null,null,null,null,null,null,null,null,null,null,null,null,null,null,null,null,null,null,null,null,null,null,null,null,null,null,null,null,null,null,null,null,123,"T 99x99x9.1 Kg/m","TH","T",null,9.1000003814697266,99,99,4.5,7,11.590000152587891,93.800003051757813,56.799999237060547,2.8399999141693115,2.2100000381469727,12.1,11.5,11,0,7.7600002288818359,4.9499998092651367]
[null,null,null,null,null,null,null,null,null,null,null,null,null,null,null,null,null,null,null,null,null,null,null,null,null,null,null,null,null,null,null,null,null,null,null,null,null,null,null,null,null,124,"T 100x100x10.7 Kg/m","TH","T",null,10.699999809265137,100,100,5.5,8,13.579999923706055,114,67,2.9000000953674316,2.2200000286102295,14.8,13.399999618530273,11,0,7.7100000381469727,5]
[null,null,null,null,null,null,null,null,null,null,null,null,null,null,null,null,null,null,null,null,null,null,null,null,null,null,null,null,null,null,null,null,null,null,null,null,null,null,null,null,null,125,"T 97x150x15.3 Kg/m","TH","T",null,15.300000190734863,97,150,6,9,19.510000228881836,125,254,2.5299999713897705,3.6099998950958252,15.8,33.799999237060547,13,0,7.9099998474121094,7.5]
[null,null,null,null,null,null,null,null,null,null,null,null,null,null,null,null,null,null,null,null,null,null,null,null,null,null,null,null,null,null,null,null,null,null,null,null,null,null,null,null,null,126,"T 100x200x24.9 Kg/m","TH","T",null,24.899999618530273,100,200,8,12,31.770000457763672,184,801,2.4100000858306885,5.0199999809265137,22.3,80.099998474121094,13,0,8.2700004577636719,10]
[null,null,null,null,null,null,null,null,null,null,null,null,null,null,null,null,null,null,null,null,null,null,null,null,null,null,null,null,null,null,null,null,null,null,null,null,null,null,null,null,null,127,"T 100x204x28.1 Kg/m","TH","T",null,28.100000381469727,100,204,12,12,35.770000457763672,256,851,2.6700000762939453,4.880000114440918,32.4,83.400001525878906,13,0,7.9099998474121094,10.199999809265137]
[null,null,null,null,null,null,null,null,null,null,null,null,null,null,null,null,null,null,null,null,null,null,null,null,null,null,null,null,null,null,null,null,null,null,null,null,null,null,null,null,null,128,"T 104x202x32.8 Kg/m","TH","T",null,32.799999237060547,104,202,10,16,41.849998474121094,251,1100,2.4500000476837158,5.130000114440918,29.4,109,13,0,8.4899997711181641,10.100000381469727]
[null,null,null,null,null,null,null,null,null,null,null,null,null,null,null,null,null,null,null,null,null,null,null,null,null,null,null,null,null,null,null,null,null,null,null,null,null,null,null,null,null,129,"T 124x124x12.8 Kg/m","TH","T",null,12.800000190734863,124,124,5,8,16.340000152587891,208,127,3.5699999332427979,2.7899999618530273,21.3,20.5,12,0,9.7200002670288086,6.1999998092651367]
[null,null,null,null,null,null,null,null,null,null,null,null,null,null,null,null,null,null,null,null,null,null,null,null,null,null,null,null,null,null,null,null,null,null,null,null,null,null,null,null,null,130,"T 125x125x14.8 Kg/m","TH","T",null,14.800000190734863,125,125,6,9,18.829999923706055,248,147,3.630000114440918,2.7899999618530273,25.6,23.5,12,0,9.7200002670288086,6.25]
[null,null,null,null,null,null,null,null,null,null,null,null,null,null,null,null,null,null,null,null,null,null,null,null,null,null,null,null,null,null,null,null,null,null,null,null,null,null,null,null,null,131,"T 122x175x22.1 Kg/m","TH","T",null,22.100000381469727,122,175,7,11,28.120000839233398,289,492,3.2000000476837158,4.179999828338623,29.1,56.299999237060547,16,0,9.9300003051757813,8.75]
[null,null,null,null,null,null,null,null,null,null,null,null,null,null,null,null,null,null,null,null,null,null,null,null,null,null,null,null,null,null,null,null,null,null,null,null,null,null,null,null,null,132,"T 122x252x32.2 Kg/m","TH","T",null,32.200000762939453,122,252,11,11,41.029998779296875,445,1470,3.2899999618530273,5.9800000190734863,45.3,117,16,0,9.8100004196166992,12.600000381469727]
[null,null,null,null,null,null,null,null,null,null,null,null,null,null,null,null,null,null,null,null,null,null,null,null,null,null,null,null,null,null,null,null,null,null,null,null,null,null,null,null,null,133,"T 124x249x33.2 Kg/m","TH","T",null,33.200000762939453,124,249,8,13,42.349998474121094,364,1670,2.9300000667572021,6.2899999618530273,34.9,134,16,0,10.420000076293945,12.449999809265137]
[null,null,null,null,null,null,null,null,null,null,null,null,null,null,null,null,null,null,null,null,null,null,null,null,null,null,null,null,null,null,null,null,null,null,null,null,null,null,null,null,null,134,"T 125x250x36.2 Kg/m","TH","T",null,36.200000762939453,125,250,9,14,46.090000152587891,412,1820,2.9900000095367432,6.2899999618530273,39.5,146,16,0,10.420000076293945,12.5]
[null,null,null,null,null,null,null,null,null,null,null,null,null,null,null,null,null,null,null,null,null,null,null,null,null,null,null,null,null,null,null,null,null,null,null,null,null,null,null,null,null,135,"T 125x255x41.1 Kg/m","TH","T",null,41,125,255,14,14,52.340000152587891,589,1940,3.3599998950958252,6.0900001525878906,59.4,152,16,0,9.9200000762939453,12.75]
[null,null,null,null,null,null,null,null,null,null,null,null,null,null,null,null,null,null,null,null,null,null,null,null,null,null,null,null,null,null,null,null,null,null,null,null,null,null,null,null,null,136,"T 149x149x16 Kg/m","TH","T",null,16,149,149,5.5,8,20.399999618530273,393,221,4.3899998664855957,3.2899999618530273,33.799999999999997,29.700000762939453,13,0,11.640000343322754,7.4499998092651367]
[null,null,null,null,null,null,null,null,null,null,null,null,null,null,null,null,null,null,null,null,null,null,null,null,null,null,null,null,null,null,null,null,null,null,null,null,null,null,null,null,null,137,"T 150x150x18.4 Kg/m","TH","T",null,18.399999618530273,150,150,6.5,9,23.389999389648438,464,254,4.4499998092651367,3.2899999618530273,40,33.799999237060547,13,0,11.590000152587891,7.5]
[null,null,null,null,null,null,null,null,null,null,null,null,null,null,null,null,null,null,null,null,null,null,null,null,null,null,null,null,null,null,null,null,null,null,null,null,null,null,null,null,null,138,"T 147x200x28.4 Kg/m","TH","T",null,28.399999618530273,147,200,8,12,36.189998626708984,572,802,3.9700000286102295,4.7100000381469727,48.2,80.199996948242188,18,0,11.869999885559082,10]
[null,null,null,null,null,null,null,null,null,null,null,null,null,null,null,null,null,null,null,null,null,null,null,null,null,null,null,null,null,null,null,null,null,null,null,null,null,null,null,null,null,139,"T 149x201x32.7 Kg/m","TH","T",null,32.700000762939453,149,201,9,14,41.680000305175781,662,949,3.9900000095367432,4.7699999809265137,55.2,94.400001525878906,18,0,11.989999771118164,10.050000190734863]
[null,null,null,null,null,null,null,null,null,null,null,null,null,null,null,null,null,null,null,null,null,null,null,null,null,null,null,null,null,null,null,null,null,null,null,null,null,null,null,null,null,140,"T 147x302x42.3 Kg/m","TH","T",null,42.299999237060547,147,302,12,12,53.830001831054688,858,2760,3.9900000095367432,7.1599998474121094,72.3,183,18,0,10.859999656677246,15.100000381469727]
[null,null,null,null,null,null,null,null,null,null,null,null,null,null,null,null,null,null,null,null,null,null,null,null,null,null,null,null,null,null,null,null,null,null,null,null,null,null,null,null,null,141,"T 149x299x43.5 Kg/m","TH","T",null,43.5,149,299,9,14,55.400001525878906,715,3120,3.5899999141693115,7.5100002288818359,57,209,18,0,12.539999961853027,14.949999809265137]
[null,null,null,null,null,null,null,null,null,null,null,null,null,null,null,null,null,null,null,null,null,null,null,null,null,null,null,null,null,null,null,null,null,null,null,null,null,null,null,null,null,142,"T 150x300x47 Kg/m","TH","T",null,47,150,300,10,15,59.889999389648437,798,3380,3.6500000953674316,7.5100002288818359,63.7,225,18,0,12.529999732971191,15]
[null,null,null,null,null,null,null,null,null,null,null,null,null,null,null,null,null,null,null,null,null,null,null,null,null,null,null,null,null,null,null,null,null,null,null,null,null,null,null,null,null,143,"T 150x305x52.9 Kg/m","TH","T",null,52.900001525878906,150,305,15,15,67.389999389648437,1110,3550,4.0500001907348633,7.2600002288818359,92.5,233,18,0,12.970000267028809,15.25]
[null,null,null,null,null,null,null,null,null,null,null,null,null,null,null,null,null,null,null,null,null,null,null,null,null,null,null,null,null,null,null,null,null,null,null,null,null,null,null,null,null,144,"T 152x301x52.9 Kg/m","TH","T",null,52.900001525878906,152,301,11,17,67.410003662109375,903,3870,3.6600000858306885,7.570000171661377,71.400000000000006,257,18,0,12.649999618530273,15.050000190734863]
[null,null,null,null,null,null,null,null,null,null,null,null,null,null,null,null,null,null,null,null,null,null,null,null,null,null,null,null,null,null,null,null,null,null,null,null,null,null,null,null,null,145,"T 173x174x20.7 Kg/m","TH","T",null,20.700000762939453,173,174,6,9,26.340000152587891,679,396,5.0799999237060547,3.880000114440918,50,45.5,14,0,13.590000152587891,8.6999998092651367]
[null,null,null,null,null,null,null,null,null,null,null,null,null,null,null,null,null,null,null,null,null,null,null,null,null,null,null,null,null,null,null,null,null,null,null,null,null,null,null,null,null,146,"T 175x175x24.8 Kg/m","TH","T",null,24.799999237060547,175,175,7,11,31.569999694824219,815,492,5.0799999237060547,3.9500000476837158,59.3,56.200000762939453,14,0,13.75,8.75]
[null,null,null,null,null,null,null,null,null,null,null,null,null,null,null,null,null,null,null,null,null,null,null,null,null,null,null,null,null,null,null,null,null,null,null,null,null,null,null,null,null,147,"T 168x249x34.6 Kg/m","TH","T",null,34.599998474121094,168,249,8,12,44.080001831054688,881,1540,4.4699997901916504,5.9200000762939453,64,124,20,0,13.779999732971191,12.449999809265137]
[null,null,null,null,null,null,null,null,null,null,null,null,null,null,null,null,null,null,null,null,null,null,null,null,null,null,null,null,null,null,null,null,null,null,null,null,null,null,null,null,null,148,"T 170x250x39.8 Kg/m","TH","T",null,39.700000762939453,170,250,9,14,50.759998321533203,1020,1830,4.4800000190734863,6,73.099999999999994,146,20,0,13.909999847412109,12.5]
[null,null,null,null,null,null,null,null,null,null,null,null,null,null,null,null,null,null,null,null,null,null,null,null,null,null,null,null,null,null,null,null,null,null,null,null,null,null,null,null,null,149,"T 169x351x53.1 Kg/m","TH","T",null,53,169,351,13,13,67.629997253417969,1420,4690,4.5900001525878906,8.3299999237060547,104,267,20,0,13.689999580383301,17.549999237060547]
[null,null,null,null,null,null,null,null,null,null,null,null,null,null,null,null,null,null,null,null,null,null,null,null,null,null,null,null,null,null,null,null,null,null,null,null,null,null,null,null,null,150,"T 172x348x57.3 Kg/m","TH","T",null,57.200000762939453,172,348,10,16,73,1230,5620,4.1100001335144043,8.7799997329711914,84.7,323,20,0,14.529999732971191,17.399999618530273]
[null,null,null,null,null,null,null,null,null,null,null,null,null,null,null,null,null,null,null,null,null,null,null,null,null,null,null,null,null,null,null,null,null,null,null,null,null,null,null,null,null,151,"T 172x354x65.4 Kg/m","TH","T",null,65.300003051757812,172,354,16,16,83.319999694824219,1800,5920,4.6500000953674316,8.4300003051757812,131,335,20,0,13.800000190734863,17.700000762939453]
[null,null,null,null,null,null,null,null,null,null,null,null,null,null,null,null,null,null,null,null,null,null,null,null,null,null,null,null,null,null,null,null,null,null,null,null,null,null,null,null,null,152,"T 175x350x68.2 Kg/m","TH","T",null,68.099998474121094,175,350,12,19,86.94000244140625,1520,6790,4.179999828338623,8.8400001525878906,104,388,20,0,14.640000343322754,17.5]
[null,null,null,null,null,null,null,null,null,null,null,null,null,null,null,null,null,null,null,null,null,null,null,null,null,null,null,null,null,null,null,null,null,null,null,null,null,null,null,null,null,153,"T 175x357x77.9 Kg/m","TH","T",null,77.800003051757812,175,357,19,19,99.19000244140625,2200,7220,4.7100000381469727,8.5299997329711914,158,404,20,0,13.909999847412109,17.850000381469727]
[null,null,null,null,null,null,null,null,null,null,null,null,null,null,null,null,null,null,null,null,null,null,null,null,null,null,null,null,null,null,null,null,null,null,null,null,null,null,null,null,null,154,"T 198x199x28.3 Kg/m","TH","T",null,28.299999237060547,198,199,7,11,36.080001831054687,1190,723,5.7600002288818359,4.4800000190734863,76.400000000000006,72.699996948242188,16,0,15.630000114440918,9.9499998092651367]
[null,null,null,null,null,null,null,null,null,null,null,null,null,null,null,null,null,null,null,null,null,null,null,null,null,null,null,null,null,null,null,null,null,null,null,null,null,null,null,null,null,155,"T 200x200x33 Kg/m","TH","T",null,33,200,200,8,13,42.060001373291016,1400,868,5.7600002288818359,4.5399999618530273,88.6,86.800003051757813,16,0,15.770000457763672,10]
[null,null,null,null,null,null,null,null,null,null,null,null,null,null,null,null,null,null,null,null,null,null,null,null,null,null,null,null,null,null,null,null,null,null,null,null,null,null,null,null,null,156,"T 193x299x47.1 Kg/m","TH","T",null,47,193,299,9,14,60.049999237060547,1530,3120,5.0399999618530273,7.2100000381469727,95.5,209,22,0,15.970000267028809,14.949999809265137]
[null,null,null,null,null,null,null,null,null,null,null,null,null,null,null,null,null,null,null,null,null,null,null,null,null,null,null,null,null,null,null,null,null,null,null,null,null,null,null,null,null,157,"T 195x300x53.4 Kg/m","TH","T",null,53.299999237060547,195,300,10,16,67.980003356933594,1730,3600,5.0500001907348633,7.2800002098083496,108,240,22,0,16.090000152587891,15]
[null,null,null,null,null,null,null,null,null,null,null,null,null,null,null,null,null,null,null,null,null,null,null,null,null,null,null,null,null,null,null,null,null,null,null,null,null,null,null,null,null,158,"T 194x402x70 Kg/m","TH","T",null,70,194,402,15,15,89.230003356933594,2480,8130,5.2699999809265137,9.5399999618530273,158,404,22,0,15.699999809265137,20.100000381469727]
[null,null,null,null,null,null,null,null,null,null,null,null,null,null,null,null,null,null,null,null,null,null,null,null,null,null,null,null,null,null,null,null,null,null,null,null,null,null,null,null,null,159,"T 197x398x73.3 Kg/m","TH","T",null,73.300003051757812,197,398,11,18,93.410003662109375,2050,9460,4.679999828338623,10,123,475,22,0,16.690000534057617,19.899999618530273]
[null,null,null,null,null,null,null,null,null,null,null,null,null,null,null,null,null,null,null,null,null,null,null,null,null,null,null,null,null,null,null,null,null,null,null,null,null,null,null,null,null,160,"T 197x405x84.1 Kg/m","TH","T",null,84.099998474121094,197,405,18,18,107.19999694824219,3050,9980,5.3400001525878906,9.6499996185302734,193,493,22,0,15.810000419616699,20.25]
[null,null,null,null,null,null,null,null,null,null,null,null,null,null,null,null,null,null,null,null,null,null,null,null,null,null,null,null,null,null,null,null,null,null,null,null,null,null,null,null,null,161,"T 200x400x85.8 Kg/m","TH","T",null,85.800003051757812,200,400,13,21,109.30000305175781,2480,11200,4.7600002288818359,10.100000381469727,147,560,22,0,16.790000915527344,20]
[null,null,null,null,null,null,null,null,null,null,null,null,null,null,null,null,null,null,null,null,null,null,null,null,null,null,null,null,null,null,null,null,null,null,null,null,null,null,null,null,null,162,"T 200x408x98.4 Kg/m","TH","T",null,98.400001525878906,200,408,21,21,125.30000305175781,3650,11900,5.4000000953674316,9.75,229,584,22,0,15.930000305175781,20.399999618530273]
[null,null,null,null,null,null,null,null,null,null,null,null,null,null,null,null,null,null,null,null,null,null,null,null,null,null,null,null,null,null,null,null,null,null,null,null,null,null,null,null,null,163,"T 207x405x116 Kg/m","TH","T",null,116,207,405,18,28,147.69999694824219,3620,15500,4.9499998092651367,10.199999809265137,213,776,22,0,17.020000457763672,20.25]
[null,null,null,null,null,null,null,null,null,null,null,null,null,null,null,null,null,null,null,null,null,null,null,null,null,null,null,null,null,null,null,null,null,null,null,null,null,null,null,null,null,164,"T 223x199x33.1 Kg/m","TH","T",null,33.099998474121094,223,199,8,12,42.150001525878906,1880,790,6.6700000762939453,4.3299999237060547,109,79.400001525878906,18,0,17.200000762939453,9.9499998092651367]
[null,null,null,null,null,null,null,null,null,null,null,null,null,null,null,null,null,null,null,null,null,null,null,null,null,null,null,null,null,null,null,null,null,null,null,null,null,null,null,null,null,165,"T 225x200x38 Kg/m","TH","T",null,38,225,200,9,14,48.380001068115234,2160,936,6.679999828338623,4.4000000953674316,124,93.599998474121094,18,0,17.350000381469727,10]
[null,null,null,null,null,null,null,null,null,null,null,null,null,null,null,null,null,null,null,null,null,null,null,null,null,null,null,null,null,null,null,null,null,null,null,null,null,null,null,null,null,166,"T 217x300x53 Kg/m","TH","T",null,53,217,299,10,15,67.519996643066406,2350,3350,5.8899998664855957,7.0399999618530273,133,224,24,0,17.659999847412109,14.949999809265137]
[null,null,null,null,null,null,null,null,null,null,null,null,null,null,null,null,null,null,null,null,null,null,null,null,null,null,null,null,null,null,null,null,null,null,null,null,null,null,null,null,null,167,"T 220x300x61.8 Kg/m","TH","T",null,61.799999237060547,220,300,11,18,78.69000244140625,2680,4060,5.8400001525878906,7.679999828338623,149,270,24,0,17.950000762939453,15]
[null,null,null,null,null,null,null,null,null,null,null,null,null,null,null,null,null,null,null,null,null,null,null,null,null,null,null,null,null,null,null,null,null,null,null,null,null,null,null,null,null,168,"T 248x199x39.7 Kg/m","TH","T",null,39.599998474121094,248,199,9,14,50.639999389648438,2840,922,7.4899997711181641,4.2699999809265137,150,92.599998474121094,20,0,18.899999618530273,9.9499998092651367]
[null,null,null,null,null,null,null,null,null,null,null,null,null,null,null,null,null,null,null,null,null,null,null,null,null,null,null,null,null,null,null,null,null,null,null,null,null,null,null,null,null,169,"T 250x200x44.8 Kg/m","TH","T",null,44.700000762939453,250,200,10,16,57.119998931884766,3210,1070,7.5,4.3299999237060547,169,107,20,0,19.040000915527344,10]
[null,null,null,null,null,null,null,null,null,null,null,null,null,null,null,null,null,null,null,null,null,null,null,null,null,null,null,null,null,null,null,null,null,null,null,null,null,null,null,null,null,170,"T 253x201x51.5 Kg/m","TH","T",null,51.400001525878906,253,201,11,19,65.650001525878906,3670,1290,7.4800000190734863,4.429999828338623,190,128,20,0,19.350000381469727,10.050000190734863]
[null,null,null,null,null,null,null,null,null,null,null,null,null,null,null,null,null,null,null,null,null,null,null,null,null,null,null,null,null,null,null,null,null,null,null,null,null,null,null,null,null,171,"T 241x300x57.1 Kg/m","TH","T",null,57,241,300,11,15,72.760002136230469,3420,3380,6.8499999046325684,6.820000171661377,178,225,26,0,19.180000305175781,15]
[null,null,null,null,null,null,null,null,null,null,null,null,null,null,null,null,null,null,null,null,null,null,null,null,null,null,null,null,null,null,null,null,null,null,null,null,null,null,null,null,null,172,"T 244x300x64.2 Kg/m","TH","T",null,64.099998474121094,244,300,11,18,81.760002136230469,3620,4060,6.6599998474121094,7.070000171661377,184,70,26,0,19.739999771118164,15]
[null,null,null,null,null,null,null,null,null,null,null,null,null,null,null,null,null,null,null,null,null,null,null,null,null,null,null,null,null,null,null,null,null,null,null,null,null,null,null,null,null,173,"T 298x199x47.3 Kg/m","TH","T",null,47.200000762939453,298,199,10,15,60.229999542236328,5190,989,9.2899999618530273,4.0500001907348633,236,99.400001525878906,22,0,22.010000228881836,9.9499998092651367]
[null,null,null,null,null,null,null,null,null,null,null,null,null,null,null,null,null,null,null,null,null,null,null,null,null,null,null,null,null,null,null,null,null,null,null,null,null,null,null,null,null,174,"T 300x200x52.8 Kg/m","TH","T",null,52.700000762939453,300,200,11,17,67.209999084472656,5810,1140,9.3000001907348633,4.119999885559082,262,114,22,0,22.159999847412109,10]
[null,null,null,null,null,null,null,null,null,null,null,null,null,null,null,null,null,null,null,null,null,null,null,null,null,null,null,null,null,null,null,null,null,null,null,null,null,null,null,null,null,175,"T 303x201x59.8 Kg/m","TH","T",null,59.700000762939453,303,201,12,20,76.239997863769531,6570,1360,9.2799997329711914,4.2199997901916504,292,135,22,0,22.510000228881836,10.050000190734863]
[null,null,null,null,null,null,null,null,null,null,null,null,null,null,null,null,null,null,null,null,null,null,null,null,null,null,null,null,null,null,null,null,null,null,null,null,null,null,null,null,null,176,"T 306x202x67 Kg/m","TH","T",null,66.900001525878906,306,202,13,23,85.330001831054688,7340,1590,9.2700004577636719,4.309999942779541,322,157,22,0,22.809999465942383,10.100000381469727]
[null,null,null,null,null,null,null,null,null,null,null,null,null,null,null,null,null,null,null,null,null,null,null,null,null,null,null,null,null,null,null,null,null,null,null,null,null,null,null,null,null,177,"T 291x300x68.5 Kg/m","TH","T",null,68.400001525878906,291,300,12,17,87.239997863769531,6360,3830,8.5399999618530273,6.630000114440918,280,256,28,0,22.709999084472656,15]
[null,null,null,null,null,null,null,null,null,null,null,null,null,null,null,null,null,null,null,null,null,null,null,null,null,null,null,null,null,null,null,null,null,null,null,null,null,null,null,null,null,178,"T 294x300x75.6 Kg/m","TH","T",null,75.5,294,300,12,20,96.239997863769531,6710,4510,8.3500003814697266,6.8499999046325684,288,301,28,0,23.319999694824219,15]
[null,null,null,null,null,null,null,null,null,null,null,null,null,null,null,null,null,null,null,null,null,null,null,null,null,null,null,null,null,null,null,null,null,null,null,null,null,null,null,null,null,179,"T 297x302x87.3 Kg/m","TH","T",null,87.199996948242188,297,302,14,23,111.19999694824219,7920,5290,8.4399995803833008,6.9000000953674316,339,350,28,0,23.370000839233398,15.100000381469727]
[null,null,null,null,null,null,null,null,null,null,null,null,null,null,null,null,null,null,null,null,null,null,null,null,null,null,null,null,null,null,null,null,null,null,null,null,null,null,null,null,null,180,"T 346x300x83 Kg/m","TH","T",null,82.900001525878906,346,300,13,20,105.69999694824219,11300,4510,10.300000190734863,6.5300002098083496,425,301,28,0,26.610000610351562,15]
[null,null,null,null,null,null,null,null,null,null,null,null,null,null,null,null,null,null,null,null,null,null,null,null,null,null,null,null,null,null,null,null,null,null,null,null,null,null,null,null,null,181,"T 350x300x92.4 Kg/m","TH","T",null,92.300003051757813,350,300,13,24,117.69999694824219,12000,5410,10.100000381469727,6.7800002098083496,438,361,28,0,27.450000762939453,15]
[null,null,null,null,null,null,null,null,null,null,null,null,null,null,null,null,null,null,null,null,null,null,null,null,null,null,null,null,null,null,null,null,null,null,null,null,null,null,null,null,null,182,"T 396x300x95.6 Kg/m","TH","T",null,95.5,396,300,14,22,121.69999694824219,17100,4960,12.100000381469727,6.380000114440918,593,331,28,0,29.940000534057617,15]
[null,null,null,null,null,null,null,null,null,null,null,null,null,null,null,null,null,null,null,null,null,null,null,null,null,null,null,null,null,null,null,null,null,null,null,null,null,null,null,null,null,183,"T 400x300x105 Kg/m","TH","T",null,104.90000152587891,400,300,14,26,133.69999694824219,18800,5860,11.899999618530273,6.619999885559082,610,391,28,0,30.819999694824219,15]
[null,null,null,null,null,null,null,null,null,null,null,null,null,null,null,null,null,null,null,null,null,null,null,null,null,null,null,null,null,null,null,null,null,null,null,null,null,null,null,null,null,184,"EL 25x25x1.12 Kg/m","EL","L",null,1.1000000238418579,25,25,3,3,1.4270000457763672,0.80000001192092896,0.80000001192092896,0.74699997901916504,0.74699997901916504,0.45,0.44800001382827759,4,2,0.71899998188018799,0.71899998188018799]
[null,null,null,null,null,null,null,null,null,null,null,null,null,null,null,null,null,null,null,null,null,null,null,null,null,null,null,null,null,null,null,null,null,null,null,null,null,null,null,null,null,185,"EL 25x25x1.77 Kg/m","EL","L",null,1.7999999523162842,25,25,5,5,2.2599999904632568,1.2000000476837158,1.2000000476837158,0.73000001907348633,0.73000001907348633,0.71,0.70999997854232788,3.5,2.4000000953674316,0.80000001192092896,0.80000001192092896]
[null,null,null,null,null,null,null,null,null,null,null,null,null,null,null,null,null,null,null,null,null,null,null,null,null,null,null,null,null,null,null,null,null,null,null,null,null,null,null,null,null,186,"EL 30x30x1.36 Kg/m","EL","L",null,1.3999999761581421,30,30,3,3,1.7269999980926514,1.3999999761581421,1.4199999570846558,0.90799999237060547,0.90799999237060547,0.66,0.66100001335144043,4,2,0.84399998188018799,0.84399998188018799]
[null,null,null,null,null,null,null,null,null,null,null,null,null,null,null,null,null,null,null,null,null,null,null,null,null,null,null,null,null,null,null,null,null,null,null,null,null,null,null,null,null,187,"EL 30x30x2.18 Kg/m","EL","L",null,2.2000000476837158,30,30,5,5,2.7799999713897705,2.2000000476837158,2.1600000858306885,0.87999999523162842,0.87999999523162842,1.04,1.0099999904632568,5,2.4000000953674316,0.92000001668930054,0.92000001668930054]
[null,null,null,null,null,null,null,null,null,null,null,null,null,null,null,null,null,null,null,null,null,null,null,null,null,null,null,null,null,null,null,null,null,null,null,null,null,null,null,null,null,188,"EL 40x40x1.83 Kg/m","EL","L",null,1.7999999523162842,40,40,3,3,2.3359999656677246,3.5,3.5299999713897705,1.2300000190734863,1.2300000190734863,1.21,1.2100000381469727,4.5,2,1.0900000333786011,1.0900000333786011]
[null,null,null,null,null,null,null,null,null,null,null,null,null,null,null,null,null,null,null,null,null,null,null,null,null,null,null,null,null,null,null,null,null,null,null,null,null,null,null,null,null,189,"EL 40x40x2.42 Kg/m","EL","L",null,2.4000000953674316,40,40,4,4,3.0799999237060547,4.5,4.4699997901916504,1.2100000381469727,1.2100000381469727,1.55,1.5499999523162842,6,2.4000000953674316,1.1200000047683716,1.1200000047683716]
[null,null,null,null,null,null,null,null,null,null,null,null,null,null,null,null,null,null,null,null,null,null,null,null,null,null,null,null,null,null,null,null,null,null,null,null,null,null,null,null,null,190,"EL 40x40x2.95 Kg/m","EL","L",null,2.9000000953674316,40,40,5,5,3.755000114440918,5.4000000953674316,5.4200000762939453,1.2000000476837158,1.2000000476837158,1.91,1.9099999666213989,4.5,3,1.1699999570846558,1.1699999570846558]
[null,null,null,null,null,null,null,null,null,null,null,null,null,null,null,null,null,null,null,null,null,null,null,null,null,null,null,null,null,null,null,null,null,null,null,null,null,null,null,null,null,191,"EL 40x40x3.52 Kg/m","EL","L",null,3.5,40,40,6,6,4.4800000190734863,6.3000001907348633,6.309999942779541,1.190000057220459,1.190000057220459,2.2599999999999998,2.2599999904632568,6,2.4000000953674316,1.2000000476837158,1.2000000476837158]
[null,null,null,null,null,null,null,null,null,null,null,null,null,null,null,null,null,null,null,null,null,null,null,null,null,null,null,null,null,null,null,null,null,null,null,null,null,null,null,null,null,192,"EL 45x45x2.74 Kg/m","EL","L",null,2.7000000476837158,45,45,4,4,3.4920001029968262,6.5,6.5,1.3600000143051147,1.3600000143051147,2,2,6.5,3,1.2400000095367432,1.2400000095367432]
[null,null,null,null,null,null,null,null,null,null,null,null,null,null,null,null,null,null,null,null,null,null,null,null,null,null,null,null,null,null,null,null,null,null,null,null,null,null,null,null,null,193,"EL 45x45x3.38 Kg/m","EL","L",null,3.4000000953674316,45,45,5,5,4.3020000457763672,7.9000000953674316,7.9099998474121094,1.3600000143051147,1.3600000143051147,2.46,2.4600000381469727,6.5,3,1.2799999713897705,1.2799999713897705]
[null,null,null,null,null,null,null,null,null,null,null,null,null,null,null,null,null,null,null,null,null,null,null,null,null,null,null,null,null,null,null,null,null,null,null,null,null,null,null,null,null,194,"EL 50x50x2.33 Kg/m","EL","L",null,2.2999999523162842,50,50,3,3,2.9600000381469727,6.9000000953674316,6.8600001335144043,1.5199999809265137,1.5199999809265137,1.86,1.8600000143051147,7,2.4000000953674316,1.309999942779541,1.309999942779541]
[null,null,null,null,null,null,null,null,null,null,null,null,null,null,null,null,null,null,null,null,null,null,null,null,null,null,null,null,null,null,null,null,null,null,null,null,null,null,null,null,null,195,"EL 50x50x3.06 Kg/m","EL","L",null,3.0999999046325684,50,50,4,4,3.8919999599456787,9.1000003814697266,9.0600004196166992,1.5299999713897705,1.5299999713897705,2.4900000000000002,2.4900000095367432,6.5,3,1.3700000047683716,1.3700000047683716]
[null,null,null,null,null,null,null,null,null,null,null,null,null,null,null,null,null,null,null,null,null,null,null,null,null,null,null,null,null,null,null,null,null,null,null,null,null,null,null,null,null,196,"EL 50x50x3.77 Kg/m","EL","L",null,3.7999999523162842,50,50,5,5,4.8020000457763672,11.100000381469727,11.100000381469727,1.5199999809265137,1.5199999809265137,3.08,3.0799999237060547,6.5,3,1.4099999666213989,1.4099999666213989]
[null,null,null,null,null,null,null,null,null,null,null,null,null,null,null,null,null,null,null,null,null,null,null,null,null,null,null,null,null,null,null,null,null,null,null,null,null,null,null,null,null,197,"EL 50x50x4.43 Kg/m","EL","L",null,4.4000000953674316,50,50,6,6,5.6440000534057617,12.600000381469727,12.600000381469727,1.5,1.5,3.55,3.5499999523162842,6.5,4.5,1.440000057220459,1.440000057220459]
[null,null,null,null,null,null,null,null,null,null,null,null,null,null,null,null,null,null,null,null,null,null,null,null,null,null,null,null,null,null,null,null,null,null,null,null,null,null,null,null,null,198,"EL 60x60x3.68 Kg/m","EL","L",null,3.7000000476837158,60,60,4,4,4.6919999122619629,16,16,1.8500000238418579,1.8500000238418579,3.66,3.6600000858306885,6.5,3,1.6100000143051147,1.6100000143051147]
[null,null,null,null,null,null,null,null,null,null,null,null,null,null,null,null,null,null,null,null,null,null,null,null,null,null,null,null,null,null,null,null,null,null,null,null,null,null,null,null,null,199,"EL 60x60x4.55 Kg/m","EL","L",null,4.5,60,60,5,5,5.8020000457763672,19.600000381469727,19.600000381469727,1.8400000333786011,1.8400000333786011,4.5199999999999996,4.5199999809265137,6.5,3,1.6599999666213989,1.6599999666213989]
[null,null,null,null,null,null,null,null,null,null,null,null,null,null,null,null,null,null,null,null,null,null,null,null,null,null,null,null,null,null,null,null,null,null,null,null,null,null,null,null,null,200,"EL 65x65x5 Kg/m","EL","L",null,5,65,65,5,5,6.3670001029968262,25.299999237060547,25.299999237060547,1.9900000095367432,1.9900000095367432,5.35,5.3499999046325684,8.5,3,1.7699999809265137,1.7699999809265137]
[null,null,null,null,null,null,null,null,null,null,null,null,null,null,null,null,null,null,null,null,null,null,null,null,null,null,null,null,null,null,null,null,null,null,null,null,null,null,null,null,null,201,"EL 65x65x5.91 Kg/m","EL","L",null,5.9000000953674316,65,65,6,6,7.5269999504089355,29.399999618530273,29.399999618530273,1.9800000190734863,1.9800000190734863,6.26,6.2600002288818359,8.5,4,1.809999942779541,1.809999942779541]
[null,null,null,null,null,null,null,null,null,null,null,null,null,null,null,null,null,null,null,null,null,null,null,null,null,null,null,null,null,null,null,null,null,null,null,null,null,null,null,null,null,202,"EL 65x65x7.66 Kg/m","EL","L",null,7.6999998092651367,65,65,8,8,9.7609996795654297,36.799999237060547,36.799999237060547,1.940000057220459,1.940000057220459,7.96,7.9600000381469727,8.5,6,1.8799999952316284,1.8799999952316284]
[null,null,null,null,null,null,null,null,null,null,null,null,null,null,null,null,null,null,null,null,null,null,null,null,null,null,null,null,null,null,null,null,null,null,null,null,null,null,null,null,null,203,"EL 70x70x6.38 Kg/m","EL","L",null,6.4000000953674316,70,70,6,6,8.1269998550415039,37.099998474121094,37.099998474121094,2.1400001049041748,2.1400001049041748,7.33,7.3299999237060547,8.5,4,1.9299999475479126,1.9299999475479126]
[null,null,null,null,null,null,null,null,null,null,null,null,null,null,null,null,null,null,null,null,null,null,null,null,null,null,null,null,null,null,null,null,null,null,null,null,null,null,null,null,null,204,"EL 75x75x6.85 Kg/m","EL","L",null,6.8000001907348633,75,75,6,6,8.7270002365112305,46.099998474121094,46.099998474121094,2.2999999523162842,2.2999999523162842,8.4700000000000006,8.4700002670288086,8.5,4,2.059999942779541,2.059999942779541]
[null,null,null,null,null,null,null,null,null,null,null,null,null,null,null,null,null,null,null,null,null,null,null,null,null,null,null,null,null,null,null,null,null,null,null,null,null,null,null,null,null,205,"EL 75x75x9.96 Kg/m","EL","L",null,9.8999996185302734,75,75,9,9,12.689999580383301,64.400001525878906,64.400001525878906,2.25,2.25,12.1,12.100000381469727,8.5,6,2.1700000762939453,2.1700000762939453]
[null,null,null,null,null,null,null,null,null,null,null,null,null,null,null,null,null,null,null,null,null,null,null,null,null,null,null,null,null,null,null,null,null,null,null,null,null,null,null,null,null,206,"EL 75x75x13 Kg/m","EL","L",null,13,75,75,12,12,16.559999465942383,81.900001525878906,81.900001525878906,2.2200000286102295,2.2200000286102295,15.7,15.699999809265137,8.5,6,2.2899999618530273,2.2899999618530273]
[null,null,null,null,null,null,null,null,null,null,null,null,null,null,null,null,null,null,null,null,null,null,null,null,null,null,null,null,null,null,null,null,null,null,null,null,null,null,null,null,null,207,"EL 80x80x7.32 Kg/m","EL","L",null,7.3000001907348633,80,80,6,6,9.3269996643066406,56.400001525878906,56.400001525878906,2.4600000381469727,2.4600000381469727,9.6999999999999993,9.6999998092651367,8.5,4,2.1800000667572021,2.1800000667572021]
[null,null,null,null,null,null,null,null,null,null,null,null,null,null,null,null,null,null,null,null,null,null,null,null,null,null,null,null,null,null,null,null,null,null,null,null,null,null,null,null,null,208,"EL 90x90x8.28 Kg/m","EL","L",null,8.3000001907348633,90,90,6,6,10.550000190734863,80.699996948242188,80.699996948242188,2.7699999809265137,2.7699999809265137,12.3,12.300000190734863,10,5,2.4200000762939453,2.4200000762939453]
[null,null,null,null,null,null,null,null,null,null,null,null,null,null,null,null,null,null,null,null,null,null,null,null,null,null,null,null,null,null,null,null,null,null,null,null,null,null,null,null,null,209,"EL 90x90x9.59 Kg/m","EL","L",null,9.6000003814697266,90,90,7,7,12.220000267028809,93,93,2.7599999904632568,2.7599999904632568,14.2,14.199999809265137,10,5,2.4600000381469727,2.4600000381469727]
[null,null,null,null,null,null,null,null,null,null,null,null,null,null,null,null,null,null,null,null,null,null,null,null,null,null,null,null,null,null,null,null,null,null,null,null,null,null,null,null,null,210,"EL 90x90x13.3 Kg/m","EL","L",null,13.300000190734863,90,90,10,10,17,125,125,2.7100000381469727,2.7100000381469727,19.5,19.5,10,7,2.5699999332427979,2.5699999332427979]
[null,null,null,null,null,null,null,null,null,null,null,null,null,null,null,null,null,null,null,null,null,null,null,null,null,null,null,null,null,null,null,null,null,null,null,null,null,null,null,null,null,211,"EL 90x90x15.9 Kg/m","EL","L",null,15.899999618530273,90,90,12,12,20.299999237060547,148,148,2.7000000476837158,2.7000000476837158,23.3,23.299999237060547,11,4.8000001907348633,2.6600000858306885,2.6600000858306885]
[null,null,null,null,null,null,null,null,null,null,null,null,null,null,null,null,null,null,null,null,null,null,null,null,null,null,null,null,null,null,null,null,null,null,null,null,null,null,null,null,null,212,"EL 90x90x17 Kg/m","EL","L",null,17,90,90,13,13,21.709999084472656,156,156,2.6800000667572021,2.6800000667572021,24.8,24.799999237060547,10,7,2.690000057220459,2.690000057220459]
[null,null,null,null,null,null,null,null,null,null,null,null,null,null,null,null,null,null,null,null,null,null,null,null,null,null,null,null,null,null,null,null,null,null,null,null,null,null,null,null,null,213,"EL 100x100x10.7 Kg/m","EL","L",null,10.699999809265137,100,100,7,7,13.619999885559082,129,129,3.0799999237060547,3.0799999237060547,17.7,17.700000762939453,10,5,2.7100000381469727,2.7100000381469727]
[null,null,null,null,null,null,null,null,null,null,null,null,null,null,null,null,null,null,null,null,null,null,null,null,null,null,null,null,null,null,null,null,null,null,null,null,null,null,null,null,null,214,"EL 100x100x14.9 Kg/m","EL","L",null,14.899999618530273,100,100,10,10,19,175,175,3.0399999618530273,3.0399999618530273,24.4,24.399999618530273,10,7,2.8199999332427979,2.8199999332427979]
[null,null,null,null,null,null,null,null,null,null,null,null,null,null,null,null,null,null,null,null,null,null,null,null,null,null,null,null,null,null,null,null,null,null,null,null,null,null,null,null,null,215,"EL 100x100x17.8 Kg/m","EL","L",null,17.799999237060547,100,100,12,12,22.700000762939453,207,207,3.0199999809265137,3.0199999809265137,29.1,29.100000381469727,12,4.8000001907348633,2.9000000953674316,2.9000000953674316]
[null,null,null,null,null,null,null,null,null,null,null,null,null,null,null,null,null,null,null,null,null,null,null,null,null,null,null,null,null,null,null,null,null,null,null,null,null,null,null,null,null,216,"EL 100x100x19.1 Kg/m","EL","L",null,19.100000381469727,100,100,13,13,24.309999465942383,220,220,3,3,31.1,31.100000381469727,10,7,2.940000057220459,2.940000057220459]
[null,null,null,null,null,null,null,null,null,null,null,null,null,null,null,null,null,null,null,null,null,null,null,null,null,null,null,null,null,null,null,null,null,null,null,null,null,null,null,null,null,217,"EL 120x120x14.7 Kg/m","EL","L",null,14.699999809265137,120,120,8,8,18.760000228881836,258,258,3.7100000381469727,3.7100000381469727,29.5,29.5,12,5,3.2400000095367432,3.2400000095367432]
[null,null,null,null,null,null,null,null,null,null,null,null,null,null,null,null,null,null,null,null,null,null,null,null,null,null,null,null,null,null,null,null,null,null,null,null,null,null,null,null,null,218,"EL 130x130x17.9 Kg/m","EL","L",null,17.899999618530273,130,130,9,9,22.739999771118164,366,366,4.0100002288818359,4.0100002288818359,38.700000000000003,38.700000762939453,12,6,3.5299999713897705,3.5299999713897705]
[null,null,null,null,null,null,null,null,null,null,null,null,null,null,null,null,null,null,null,null,null,null,null,null,null,null,null,null,null,null,null,null,null,null,null,null,null,null,null,null,null,219,"EL 130x130x23.4 Kg/m","EL","L",null,23.399999618530273,130,130,12,12,29.760000228881836,467,467,3.9600000381469727,3.9600000381469727,49.9,49.900001525878906,12,8.5,3.6400001049041748,3.6400001049041748]
[null,null,null,null,null,null,null,null,null,null,null,null,null,null,null,null,null,null,null,null,null,null,null,null,null,null,null,null,null,null,null,null,null,null,null,null,null,null,null,null,null,220,"EL 130x130x28.8 Kg/m","EL","L",null,28.799999237060547,130,130,15,15,36.75,568,568,3.9300000667572021,3.9300000667572021,61.5,61.5,12,8.5,3.7599999904632568,3.7599999904632568]
[null,null,null,null,null,null,null,null,null,null,null,null,null,null,null,null,null,null,null,null,null,null,null,null,null,null,null,null,null,null,null,null,null,null,null,null,null,null,null,null,null,221,"EL 150x150x27.3 Kg/m","EL","L",null,27.299999237060547,150,150,12,12,34.770000457763672,740,740,4.6100001335144043,4.6100001335144043,68.099999999999994,68.099998474121094,14,7,4.1399998664855957,4.1399998664855957]
[null,null,null,null,null,null,null,null,null,null,null,null,null,null,null,null,null,null,null,null,null,null,null,null,null,null,null,null,null,null,null,null,null,null,null,null,null,null,null,null,null,222,"EL 150x150x33.6 Kg/m","EL","L",null,33.599998474121094,150,150,15,15,42.740001678466797,888,888,4.559999942779541,4.559999942779541,82.6,82.599998474121094,14,10,4.2399997711181641,4.2399997711181641]
[null,null,null,null,null,null,null,null,null,null,null,null,null,null,null,null,null,null,null,null,null,null,null,null,null,null,null,null,null,null,null,null,null,null,null,null,null,null,null,null,null,223,"EL 150x150x41.9 Kg/m","EL","L",null,41.799999237060547,150,150,19,19,53.380001068115234,1090,1090,4.5199999809265137,4.5199999809265137,103,103,14,10,4.4000000953674316,4.4000000953674316]
[null,null,null,null,null,null,null,null,null,null,null,null,null,null,null,null,null,null,null,null,null,null,null,null,null,null,null,null,null,null,null,null,null,null,null,null,null,null,null,null,null,224,"EL 175x175x31.8 Kg/m","EL","L",null,31.799999237060547,175,175,12,12,40.520000457763672,1170,1170,5.380000114440918,5.380000114440918,91.8,91.800003051757813,15,11,4.7300000190734863,4.7300000190734863]
[null,null,null,null,null,null,null,null,null,null,null,null,null,null,null,null,null,null,null,null,null,null,null,null,null,null,null,null,null,null,null,null,null,null,null,null,null,null,null,null,null,225,"EL 175x175x39.4 Kg/m","EL","L",null,39.299999237060547,175,175,15,15,50.209999084472656,1440,1440,5.3499999046325684,5.3499999046325684,114,114,15,11,4.8499999046325684,4.8499999046325684]
[null,null,null,null,null,null,null,null,null,null,null,null,null,null,null,null,null,null,null,null,null,null,null,null,null,null,null,null,null,null,null,null,null,null,null,null,null,null,null,null,null,226,"EL 200x200x45.3 Kg/m","EL","L",null,45.200000762939453,200,200,15,15,57.75,2180,2180,6.1399998664855957,6.1399998664855957,150,150,17,12,5.4600000381469727,5.4600000381469727]
[null,null,null,null,null,null,null,null,null,null,null,null,null,null,null,null,null,null,null,null,null,null,null,null,null,null,null,null,null,null,null,null,null,null,null,null,null,null,null,null,null,227,"EL 200x200x59.7 Kg/m","EL","L",null,59.599998474121094,200,200,20,20,76,2820,2820,6.0900001525878906,6.0900001525878906,197,197,17,12,5.6700000762939453,5.6700000762939453]
[null,null,null,null,null,null,null,null,null,null,null,null,null,null,null,null,null,null,null,null,null,null,null,null,null,null,null,null,null,null,null,null,null,null,null,null,null,null,null,null,null,228,"EL 200x200x73.6 Kg/m","EL","L",null,73.5,200,200,25,25,93.75,3420,3420,6.0399999618530273,6.0399999618530273,242,242,17,12,5.8600001335144043,5.8600001335144043]
[null,null,null,null,null,null,null,null,null,null,null,null,null,null,null,null,null,null,null,null,null,null,null,null,null,null,null,null,null,null,null,null,null,null,null,null,null,null,null,null,null,229,"EL 250x250x93.7 Kg/m","EL","L",null,93.599998474121094,250,250,25,25,119.40000152587891,6950,6950,7.630000114440918,7.630000114440918,388,388,24,12,7.0999999046325684,7.0999999046325684]
[null,null,null,null,null,null,null,null,null,null,null,null,null,null,null,null,null,null,null,null,null,null,null,null,null,null,null,null,null,null,null,null,null,null,null,null,null,null,null,null,null,230,"EL 250x250x128 Kg/m","EL","L",null,127.80000305175781,250,250,35,35,162.60000610351562,9110,9110,7.4899997711181641,7.4899997711181641,519,519,24,18,7.4499998092651367,7.4499998092651367]
[null,null,null,null,null,null,null,null,null,null,null,null,null,null,null,null,null,null,null,null,null,null,null,null,null,null,null,null,null,null,null,null,null,null,null,null,null,null,null,null,null,231,"UL 90x75x11 Kg/m","UL","L",null,11,90,75,9,9,14.039999961853027,109,68.099998474121094,2.7799999713897705,2.2000000476837158,17.399999999999999,12.399999618530273,8.5,6,2.75,2]
[null,null,null,null,null,null,null,null,null,null,null,null,null,null,null,null,null,null,null,null,null,null,null,null,null,null,null,null,null,null,null,null,null,null,null,null,null,null,null,null,null,232,"UL 100x75x9.32 Kg/m","UL","L",null,9.3000001907348633,100,75,7,7,11.869999885559082,118,56.900001525878906,3.1500000953674316,2.190000057220459,17,10,10,5,3.059999942779541,1.8300000429153442]
[null,null,null,null,null,null,null,null,null,null,null,null,null,null,null,null,null,null,null,null,null,null,null,null,null,null,null,null,null,null,null,null,null,null,null,null,null,null,null,null,null,233,"UL 100x75x13 Kg/m","UL","L",null,13,100,75,10,10,16.5,159,76.099998474121094,3.1099998950958252,2.1500000953674316,23.3,13.699999809265137,10,7,3.1700000762939453,1.940000057220459]
[null,null,null,null,null,null,null,null,null,null,null,null,null,null,null,null,null,null,null,null,null,null,null,null,null,null,null,null,null,null,null,null,null,null,null,null,null,null,null,null,null,234,"UL 125x75x10.7 Kg/m","UL","L",null,10.699999809265137,125,75,7,7,13.619999885559082,219,60.400001525878906,4.0100002288818359,2.1099998950958252,26.1,10.300000190734863,10,5,4.0999999046325684,1.6399999856948853]
[null,null,null,null,null,null,null,null,null,null,null,null,null,null,null,null,null,null,null,null,null,null,null,null,null,null,null,null,null,null,null,null,null,null,null,null,null,null,null,null,null,235,"UL 125x75x14.9 Kg/m","UL","L",null,14.899999618530273,125,75,10,10,19,299,80.800003051757813,3.9600000381469727,2.059999942779541,36.1,14.100000381469727,10,7,4.2199997901916504,1.75]
[null,null,null,null,null,null,null,null,null,null,null,null,null,null,null,null,null,null,null,null,null,null,null,null,null,null,null,null,null,null,null,null,null,null,null,null,null,null,null,null,null,236,"UL 125x75x19.1 Kg/m","UL","L",null,19.100000381469727,125,75,13,13,24.309999465942383,376,101,3.9300000667572021,2.0399999618530273,46.1,17.899999618530273,10,7,4.3499999046325684,1.8700000047683716]
[null,null,null,null,null,null,null,null,null,null,null,null,null,null,null,null,null,null,null,null,null,null,null,null,null,null,null,null,null,null,null,null,null,null,null,null,null,null,null,null,null,237,"UL 125x90x16.1 Kg/m","UL","L",null,16.100000381469727,125,90,10,10,20.5,318,138,3.940000057220459,2.5899999141693115,37.200000000000003,20.299999237060547,10,7,3.9500000476837158,2.2200000286102295]
[null,null,null,null,null,null,null,null,null,null,null,null,null,null,null,null,null,null,null,null,null,null,null,null,null,null,null,null,null,null,null,null,null,null,null,null,null,null,null,null,null,238,"UL 125x90x20.6 Kg/m","UL","L",null,20.600000381469727,125,90,13,13,26.260000228881836,401,173,3.9100000858306885,2.5699999332427979,47.5,25.899999618530273,10,7,4.070000171661377,2.3399999141693115]
[null,null,null,null,null,null,null,null,null,null,null,null,null,null,null,null,null,null,null,null,null,null,null,null,null,null,null,null,null,null,null,null,null,null,null,null,null,null,null,null,null,239,"UL 150x90x16.4 Kg/m","UL","L",null,16.399999618530273,150,90,9,9,20.940000534057617,485,133,4.809999942779541,2.5199999809265137,48.2,19,12,6,4.9499998092651367,1.9900000095367432]
[null,null,null,null,null,null,null,null,null,null,null,null,null,null,null,null,null,null,null,null,null,null,null,null,null,null,null,null,null,null,null,null,null,null,null,null,null,null,null,null,null,240,"UL 150x90x21.5 Kg/m","UL","L",null,21.5,150,90,12,12,27.360000610351563,619,167,4.7600002288818359,2.4700000286102295,62.3,24.299999237060547,12,8.5,5.070000171661377,2.0999999046325684]
[null,null,null,null,null,null,null,null,null,null,null,null,null,null,null,null,null,null,null,null,null,null,null,null,null,null,null,null,null,null,null,null,null,null,null,null,null,null,null,null,null,241,"UL 150x100x17.1 Kg/m","UL","L",null,17.100000381469727,150,100,9,9,21.840000152587891,502,181,4.7899999618530273,2.880000114440918,49.1,23.5,12,6,4.7600002288818359,2.2999999523162842]
[null,null,null,null,null,null,null,null,null,null,null,null,null,null,null,null,null,null,null,null,null,null,null,null,null,null,null,null,null,null,null,null,null,null,null,null,null,null,null,null,null,242,"UL 150x100x22.4 Kg/m","UL","L",null,22.399999618530273,150,100,12,12,28.559999465942383,642,228,4.7399997711181641,2.8299999237060547,63.4,30.100000381469727,12,8.5,4.880000114440918,2.4100000858306885]
[null,null,null,null,null,null,null,null,null,null,null,null,null,null,null,null,null,null,null,null,null,null,null,null,null,null,null,null,null,null,null,null,null,null,null,null,null,null,null,null,null,243,"UL 150x100x27.7 Kg/m","UL","L",null,27.700000762939453,150,100,15,15,35.25,782,276,4.7100000381469727,2.7999999523162842,78.2,37,12,8.5,5,2.5299999713897705]
[null,null,null,null,null,null,null,null,null,null,null,null,null,null,null,null,null,null,null,null,null,null,null,null,null,null,null,null,null,null,null,null,null,null,null,null,null,null,null,null,null,244,"ELL 25x25x2.24 Kg/m","ELL","LL",null,2.2000000476837158,25,25,3,3,2.8540000915527344,1.6000000238418579,3.75,0.74733817577362061,1.1461570262908936,0.9,1.4148039817810059,4,2,0.71899998188018799,2.6500000953674316]
[null,null,null,null,null,null,null,null,null,null,null,null,null,null,null,null,null,null,null,null,null,null,null,null,null,null,null,null,null,null,null,null,null,null,null,null,null,null,null,null,null,245,"ELL 25x25x3.54 Kg/m","ELL","LL",null,3.5,25,25,5,5,4.5199999809265137,2.4000000953674316,7.380000114440918,0.72867918014526367,1.2780740261077881,1.41,2.6848359107971191,3.5,2.4000000953674316,0.80000001192092896,2.75]
[null,null,null,null,null,null,null,null,null,null,null,null,null,null,null,null,null,null,null,null,null,null,null,null,null,null,null,null,null,null,null,null,null,null,null,null,null,null,null,null,null,246,"ELL 30x30x2.72 Kg/m","ELL","LL",null,2.7000000476837158,30,30,3,3,3.4539999961853027,2.7999999523162842,6.25,0.90677177906036377,1.3454630374908447,1.32,1.9849770069122314,4,2,0.84399998188018799,3.1500000953674316]
[null,null,null,null,null,null,null,null,null,null,null,null,null,null,null,null,null,null,null,null,null,null,null,null,null,null,null,null,null,null,null,null,null,null,null,null,null,null,null,null,null,247,"ELL 30x30x4.36 Kg/m","ELL","LL",null,4.4000000953674316,30,30,5,5,5.559999942779541,4.3000001907348633,11.930000305175781,0.88146382570266724,1.4648820161819458,2.08,3.6711030006408691,5,2.4000000953674316,0.92000001668930054,3.25]
[null,null,null,null,null,null,null,null,null,null,null,null,null,null,null,null,null,null,null,null,null,null,null,null,null,null,null,null,null,null,null,null,null,null,null,null,null,null,null,null,null,248,"ELL 40x40x3.66 Kg/m","ELL","LL",null,3.7000000476837158,40,40,3,3,4.6719999313354492,7.0999999046325684,14.239999771118164,1.2292799949645996,1.7460609674453735,2.4300000000000002,3.4322090148925781,4.5,2,1.0900000333786011,4.1500000953674316]
[null,null,null,null,null,null,null,null,null,null,null,null,null,null,null,null,null,null,null,null,null,null,null,null,null,null,null,null,null,null,null,null,null,null,null,null,null,null,null,null,null,249,"ELL 40x40x4.84 Kg/m","ELL","LL",null,4.8000001907348633,40,40,4,4,6.1599998474121094,8.8999996185302734,19.670000076293945,1.2046990394592285,1.7870919704437256,3.1,4.6840920448303223,6,2.4000000953674316,1.1200000047683716,4.1999998092651367]
[null,null,null,null,null,null,null,null,null,null,null,null,null,null,null,null,null,null,null,null,null,null,null,null,null,null,null,null,null,null,null,null,null,null,null,null,null,null,null,null,null,250,"ELL 40x40x5.9 Kg/m","ELL","LL",null,5.9000000953674316,40,40,5,5,7.5100002288818359,10.800000190734863,25.979999542236328,1.2014189958572388,1.8600560426712036,3.83,6.1136860847473145,4.5,3,1.1699999570846558,4.25]
[null,null,null,null,null,null,null,null,null,null,null,null,null,null,null,null,null,null,null,null,null,null,null,null,null,null,null,null,null,null,null,null,null,null,null,null,null,null,null,null,null,251,"ELL 40x40x7.04 Kg/m","ELL","LL",null,7,40,40,6,6,8.9600000381469727,12.600000381469727,32.779998779296875,1.1867949962615967,1.9127160310745239,4.51,7.6232562065124512,6,2.4000000953674316,1.2000000476837158,4.3000001907348633]
[null,null,null,null,null,null,null,null,null,null,null,null,null,null,null,null,null,null,null,null,null,null,null,null,null,null,null,null,null,null,null,null,null,null,null,null,null,null,null,null,null,252,"ELL 45x45x5.48 Kg/m","ELL","LL",null,5.5,45,45,4,4,6.9840002059936523,13,27.479999542236328,1.3643300533294678,1.9836829900741577,3.99,5.8472390174865723,6.5,3,1.2400000095367432,4.6999998092651367]
[null,null,null,null,null,null,null,null,null,null,null,null,null,null,null,null,null,null,null,null,null,null,null,null,null,null,null,null,null,null,null,null,null,null,null,null,null,null,null,null,null,253,"ELL 45x45x6.76 Kg/m","ELL","LL",null,6.8000001907348633,45,45,5,5,8.6040000915527344,15.800000190734863,35.959999084472656,1.3559789657592773,2.0444018840789795,4.91,7.5707588195800781,6.5,3,1.2799999713897705,4.75]
[null,null,null,null,null,null,null,null,null,null,null,null,null,null,null,null,null,null,null,null,null,null,null,null,null,null,null,null,null,null,null,null,null,null,null,null,null,null,null,null,null,254,"ELL 50x50x4.66 Kg/m","ELL","LL",null,4.6999998092651367,50,50,3,3,5.9200000762939453,13.699999809265137,26.340000152587891,1.5223560333251953,2.1093049049377441,3.72,5.1143832206726074,7,2.4000000953674316,1.309999942779541,5.1500000953674316]
[null,null,null,null,null,null,null,null,null,null,null,null,null,null,null,null,null,null,null,null,null,null,null,null,null,null,null,null,null,null,null,null,null,null,null,null,null,null,null,null,null,255,"ELL 50x50x6.12 Kg/m","ELL","LL",null,6.0999999046325684,50,50,4,4,7.7839999198913574,18.100000381469727,37.310001373291016,1.5257300138473511,2.1892349720001221,4.99,7.1743807792663574,6.5,3,1.3700000047683716,5.1999998092651367]
[null,null,null,null,null,null,null,null,null,null,null,null,null,null,null,null,null,null,null,null,null,null,null,null,null,null,null,null,null,null,null,null,null,null,null,null,null,null,null,null,null,256,"ELL 50x50x7.54 Kg/m","ELL","LL",null,7.5,50,50,5,5,9.6040000915527344,22.200000762939453,48.659999847412109,1.5203739404678345,2.2510299682617187,6.18,9.2694826126098633,6.5,3,1.4099999666213989,5.25]
[null,null,null,null,null,null,null,null,null,null,null,null,null,null,null,null,null,null,null,null,null,null,null,null,null,null,null,null,null,null,null,null,null,null,null,null,null,null,null,null,null,257,"ELL 50x50x8.86 Kg/m","ELL","LL",null,8.8000001907348633,50,50,6,6,11.288000106811523,25.200000762939453,59.380001068115234,1.4941420555114746,2.2934820652008057,7.08,11.202930450439453,6.5,4.5,1.440000057220459,5.3000001907348633]
[null,null,null,null,null,null,null,null,null,null,null,null,null,null,null,null,null,null,null,null,null,null,null,null,null,null,null,null,null,null,null,null,null,null,null,null,null,null,null,null,null,258,"ELL 60x60x7.36 Kg/m","ELL","LL",null,7.4000000953674316,60,60,4,4,9.3839998245239258,32,62.740001678466797,1.8466349840164185,2.5857610702514648,7.29,10.119830131530762,6.5,3,1.6100000143051147,6.1999998092651367]
[null,null,null,null,null,null,null,null,null,null,null,null,null,null,null,null,null,null,null,null,null,null,null,null,null,null,null,null,null,null,null,null,null,null,null,null,null,null,null,null,null,259,"ELL 60x60x9.1 Kg/m","ELL","LL",null,9.1000003814697266,60,60,5,5,11.604000091552734,39.200000762939453,81.529998779296875,1.8379729986190796,2.6507070064544678,9.0299999999999994,13.045209884643555,6.5,3,1.6599999666213989,6.25]
[null,null,null,null,null,null,null,null,null,null,null,null,null,null,null,null,null,null,null,null,null,null,null,null,null,null,null,null,null,null,null,null,null,null,null,null,null,null,null,null,null,260,"ELL 65x65x10 Kg/m","ELL","LL",null,10,65,65,5,5,12.734000205993652,50.599998474121094,102.55999755859375,1.9933929443359375,2.8379600048065186,10.7,15.194049835205078,8.5,3,1.7699999809265137,6.75]
[null,null,null,null,null,null,null,null,null,null,null,null,null,null,null,null,null,null,null,null,null,null,null,null,null,null,null,null,null,null,null,null,null,null,null,null,null,null,null,null,null,261,"ELL 65x65x11.82 Kg/m","ELL","LL",null,11.800000190734863,65,65,6,6,15.053999900817871,58.799999237060547,125.81999969482422,1.9763449430465698,2.8910269737243652,12.54,18.503219604492187,8.5,4,1.809999942779541,6.8000001907348633]
[null,null,null,null,null,null,null,null,null,null,null,null,null,null,null,null,null,null,null,null,null,null,null,null,null,null,null,null,null,null,null,null,null,null,null,null,null,null,null,null,null,262,"ELL 65x65x15.32 Kg/m","ELL","LL",null,15.300000190734863,65,65,8,8,19.521999359130859,73.599998474121094,175.08000183105469,1.9416760206222534,2.9947459697723389,15.93,25.374370574951172,8.5,6,1.8799999952316284,6.9000000953674316]
[null,null,null,null,null,null,null,null,null,null,null,null,null,null,null,null,null,null,null,null,null,null,null,null,null,null,null,null,null,null,null,null,null,null,null,null,null,null,null,null,null,263,"ELL 70x70x12.76 Kg/m","ELL","LL",null,12.699999809265137,70,70,6,6,16.253999710083008,74.199996948242188,155.02999877929687,2.1365931034088135,3.0883541107177734,14.64,21.236919403076172,8.5,4,1.9299999475479126,7.3000001907348633]
[null,null,null,null,null,null,null,null,null,null,null,null,null,null,null,null,null,null,null,null,null,null,null,null,null,null,null,null,null,null,null,null,null,null,null,null,null,null,null,null,null,264,"ELL 75x75x13.7 Kg/m","ELL","LL",null,13.699999809265137,75,75,6,6,17.454000473022461,92.199996948242187,189.41000366210937,2.2983601093292236,3.2942459583282471,16.95,24.283559799194336,8.5,4,2.059999942779541,7.8000001907348633]
[null,null,null,null,null,null,null,null,null,null,null,null,null,null,null,null,null,null,null,null,null,null,null,null,null,null,null,null,null,null,null,null,null,null,null,null,null,null,null,null,null,265,"ELL 75x75x19.92 Kg/m","ELL","LL",null,19.899999618530273,75,75,9,9,25.379999160766602,128.80000305175781,303.01998901367187,2.2527449131011963,3.4553239345550537,24.17,38.115528106689453,8.5,6,2.1700000762939453,7.9499998092651367]
[null,null,null,null,null,null,null,null,null,null,null,null,null,null,null,null,null,null,null,null,null,null,null,null,null,null,null,null,null,null,null,null,null,null,null,null,null,null,null,null,null,266,"ELL 75x75x26 Kg/m","ELL","LL",null,26,75,75,12,12,33.119998931884766,163.80000305175781,440.42001342773437,2.2238819599151611,3.6466081142425537,31.44,54.373031616210938,8.5,6,2.2899999618530273,8.1000003814697266]
[null,null,null,null,null,null,null,null,null,null,null,null,null,null,null,null,null,null,null,null,null,null,null,null,null,null,null,null,null,null,null,null,null,null,null,null,null,null,null,null,null,267,"ELL 80x80x14.64 Kg/m","ELL","LL",null,14.600000381469727,80,80,6,6,18.653999328613281,112.80000305175781,227.52999877929687,2.459057092666626,3.4924719333648682,19.38,27.413200378417969,8.5,4,2.1800000667572021,8.3000001907348633]
[null,null,null,null,null,null,null,null,null,null,null,null,null,null,null,null,null,null,null,null,null,null,null,null,null,null,null,null,null,null,null,null,null,null,null,null,null,null,null,null,null,268,"ELL 90x90x16.56 Kg/m","ELL","LL",null,16.5,90,90,6,6,21.100000381469727,161.39999389648437,317.510009765625,2.7657349109649658,3.8791348934173584,24.53,34.140460968017578,10,5,2.4200000762939453,9.3000001907348633]
[null,null,null,null,null,null,null,null,null,null,null,null,null,null,null,null,null,null,null,null,null,null,null,null,null,null,null,null,null,null,null,null,null,null,null,null,null,null,null,null,null,269,"ELL 90x90x19.18 Kg/m","ELL","LL",null,19.200000762939453,90,90,7,7,24.440000534057617,186,378.98001098632812,2.7587089538574219,3.9378390312194824,28.44,40.532688140869141,10,5,2.4600000381469727,9.3500003814697266]
[null,null,null,null,null,null,null,null,null,null,null,null,null,null,null,null,null,null,null,null,null,null,null,null,null,null,null,null,null,null,null,null,null,null,null,null,null,null,null,null,null,270,"ELL 90x90x26.6 Kg/m","ELL","LL",null,26.600000381469727,90,90,10,10,34,250,570.45001220703125,2.7116310596466064,4.0960760116577148,38.880000000000003,60.047008514404297,10,7,2.5699999332427979,9.5]
[null,null,null,null,null,null,null,null,null,null,null,null,null,null,null,null,null,null,null,null,null,null,null,null,null,null,null,null,null,null,null,null,null,null,null,null,null,null,null,null,null,271,"ELL 90x90x31.8 Kg/m","ELL","LL",null,31.799999237060547,90,90,12,12,40.599998474121094,296,727.47998046875,2.7001190185546875,4.2329940795898437,46.69,75.779228210449219,11,4.8000001907348633,2.6600000858306885,9.6000003814697266]
[null,null,null,null,null,null,null,null,null,null,null,null,null,null,null,null,null,null,null,null,null,null,null,null,null,null,null,null,null,null,null,null,null,null,null,null,null,null,null,null,null,272,"ELL 90x90x34 Kg/m","ELL","LL",null,34,90,90,13,13,43.419998168945313,312,796.3800048828125,2.6806020736694336,4.2826662063598633,49.45,82.526016235351563,10,7,2.690000057220459,9.6499996185302734]
[null,null,null,null,null,null,null,null,null,null,null,null,null,null,null,null,null,null,null,null,null,null,null,null,null,null,null,null,null,null,null,null,null,null,null,null,null,null,null,null,null,273,"ELL 100x100x21.4 Kg/m","ELL","LL",null,21.399999618530273,100,100,7,7,27.239999771118164,258,513.05999755859375,3.0775580406188965,4.3399271965026855,35.39,49.571449279785156,10,5,2.7100000381469727,10.350000381469727]
[null,null,null,null,null,null,null,null,null,null,null,null,null,null,null,null,null,null,null,null,null,null,null,null,null,null,null,null,null,null,null,null,null,null,null,null,null,null,null,null,null,274,"ELL 100x100x29.8 Kg/m","ELL","LL",null,29.799999237060547,100,100,10,10,38,350,768.8499755859375,3.0348849296569824,4.498103141784668,48.75,73.223922729492188,10,7,2.8199999332427979,10.5]
[null,null,null,null,null,null,null,null,null,null,null,null,null,null,null,null,null,null,null,null,null,null,null,null,null,null,null,null,null,null,null,null,null,null,null,null,null,null,null,null,null,275,"ELL 100x100x35.6 Kg/m","ELL","LL",null,35.599998474121094,100,100,12,12,45.400001525878906,414,970.1500244140625,3.019758939743042,4.622654914855957,58.31,91.523582458496094,12,4.8000001907348633,2.9000000953674316,10.600000381469727]
[null,null,null,null,null,null,null,null,null,null,null,null,null,null,null,null,null,null,null,null,null,null,null,null,null,null,null,null,null,null,null,null,null,null,null,null,null,null,null,null,null,276,"ELL 100x100x38.2 Kg/m","ELL","LL",null,38.200000762939453,100,100,13,13,48.619998931884766,440,1066.6199951171875,3.0082840919494629,4.6837878227233887,62.32,100.152099609375,10,7,2.940000057220459,10.649999618530273]
[null,null,null,null,null,null,null,null,null,null,null,null,null,null,null,null,null,null,null,null,null,null,null,null,null,null,null,null,null,null,null,null,null,null,null,null,null,null,null,null,null,277,"ELL 120x120x29.4 Kg/m","ELL","LL",null,29.399999618530273,120,120,8,8,37.520000457763672,516,1013.1199951171875,3.7084589004516602,5.1963710784912109,58.9,81.703628540039063,12,5,3.2400000095367432,12.399999618530273]
[null,null,null,null,null,null,null,null,null,null,null,null,null,null,null,null,null,null,null,null,null,null,null,null,null,null,null,null,null,null,null,null,null,null,null,null,null,null,null,null,null,278,"ELL 130x130x35.8 Kg/m","ELL","LL",null,35.799999237060547,130,130,9,9,45.479999542236328,732,1452.4200439453125,4.0118560791015625,5.6511402130126953,77.3,107.98670196533203,12,6,3.5299999713897705,13.449999809265137]
[null,null,null,null,null,null,null,null,null,null,null,null,null,null,null,null,null,null,null,null,null,null,null,null,null,null,null,null,null,null,null,null,null,null,null,null,null,null,null,null,null,279,"ELL 130x130x46.8 Kg/m","ELL","LL",null,46.700000762939453,130,130,12,12,59.520000457763672,934,2004.030029296875,3.961338996887207,5.8025689125061035,99.79,147.35490417480469,12,8.5,3.6400001049041748,13.600000381469727]
[null,null,null,null,null,null,null,null,null,null,null,null,null,null,null,null,null,null,null,null,null,null,null,null,null,null,null,null,null,null,null,null,null,null,null,null,null,null,null,null,null,280,"ELL 130x130x57.6 Kg/m","ELL","LL",null,57.5,130,130,15,15,73.5,1136,2631,3.9313840866088867,5.9829659461975098,122.94,191.34530639648437,12,8.5,3.7599999904632568,13.75]
[null,null,null,null,null,null,null,null,null,null,null,null,null,null,null,null,null,null,null,null,null,null,null,null,null,null,null,null,null,null,null,null,null,null,null,null,null,null,null,null,null,281,"ELL 150x150x54.6 Kg/m","ELL","LL",null,54.5,150,150,12,12,69.540000915527344,1480,3042.39990234375,4.613318920135498,6.6144018173217773,136.28,195.02540588378906,14,7,4.1399998664855957,15.600000381469727]
[null,null,null,null,null,null,null,null,null,null,null,null,null,null,null,null,null,null,null,null,null,null,null,null,null,null,null,null,null,null,null,null,null,null,null,null,null,null,null,null,null,282,"ELL 150x150x67.2 Kg/m","ELL","LL",null,67.099998474121094,150,150,15,15,85.480003356933594,1776,3904.4599609375,4.5581560134887695,6.7584681510925293,165.06,247.90229797363281,14,10,4.2399997711181641,15.75]
[null,null,null,null,null,null,null,null,null,null,null,null,null,null,null,null,null,null,null,null,null,null,null,null,null,null,null,null,null,null,null,null,null,null,null,null,null,null,null,null,null,283,"ELL 150x150x83.8 Kg/m","ELL","LL",null,83.699996948242187,150,150,19,19,106.76000213623047,2180,5235.740234375,4.5188088417053223,7.0030088424682617,205.66,328.2593994140625,14,10,4.4000000953674316,15.949999809265137]
[null,null,null,null,null,null,null,null,null,null,null,null,null,null,null,null,null,null,null,null,null,null,null,null,null,null,null,null,null,null,null,null,null,null,null,null,null,null,null,null,null,284,"ELL 175x175x63.6 Kg/m","ELL","LL",null,63.5,175,175,12,12,81.040000915527344,2340,4642.259765625,5.373511791229248,7.5685877799987793,183.24,256.47830200195312,15,11,4.7300000190734863,18.100000381469727]
[null,null,null,null,null,null,null,null,null,null,null,null,null,null,null,null,null,null,null,null,null,null,null,null,null,null,null,null,null,null,null,null,null,null,null,null,null,null,null,null,null,285,"ELL 175x175x78.8 Kg/m","ELL","LL",null,78.699996948242188,175,175,15,15,100.41999816894531,2880,6029.169921875,5.3553290367126465,7.7485189437866211,227.67,330.36550903320312,15,11,4.8499999046325684,18.25]
[null,null,null,null,null,null,null,null,null,null,null,null,null,null,null,null,null,null,null,null,null,null,null,null,null,null,null,null,null,null,null,null,null,null,null,null,null,null,null,null,null,286,"ELL 200x200x90.6 Kg/m","ELL","LL",null,90.5,200,200,15,15,115.5,4360,8814.150390625,6.144014835357666,8.7357320785522461,299.86,424.77850341796875,17,12,5.4600000381469727,20.75]
[null,null,null,null,null,null,null,null,null,null,null,null,null,null,null,null,null,null,null,null,null,null,null,null,null,null,null,null,null,null,null,null,null,null,null,null,null,null,null,null,null,287,"ELL 200x200x119.4 Kg/m","ELL","LL",null,119.19999694824219,200,200,20,20,152,5640,12402.3095703125,6.0914092063903809,9.0329475402832031,393.58,590.5863037109375,17,12,5.6700000762939453,21]
[null,null,null,null,null,null,null,null,null,null,null,null,null,null,null,null,null,null,null,null,null,null,null,null,null,null,null,null,null,null,null,null,null,null,null,null,null,null,null,null,null,288,"ELL 200x200x147.2 Kg/m","ELL","LL",null,147,200,200,25,25,187.5,6840,16318.51953125,6.0398669242858887,9.3290996551513672,483.73,767.9302978515625,17,12,5.8600001335144043,21.25]
[null,null,null,null,null,null,null,null,null,null,null,null,null,null,null,null,null,null,null,null,null,null,null,null,null,null,null,null,null,null,null,null,null,null,null,null,null,null,null,null,null,289,"ELL 250x250x187.4 Kg/m","ELL","LL",null,187.19999694824219,250,250,25,25,238.80000305175781,13900,30549.73046875,7.629396915435791,11.310620307922363,776.54,1163.7989501953125,24,12,7.0999999046325684,26.25]
[null,null,null,null,null,null,null,null,null,null,null,null,null,null,null,null,null,null,null,null,null,null,null,null,null,null,null,null,null,null,null,null,null,null,null,null,null,null,null,null,null,290,"ELL 250x250x256 Kg/m","ELL","LL",null,255.69999694824219,250,250,35,35,325.20001220703125,18220,45744.9296875,7.4851231575012207,11.860309600830078,1038.18,1710.0909423828125,24,18,7.4499998092651367,26.75]
[null,null,null,null,null,null,null,null,null,null,null,null,null,null,null,null,null,null,null,null,null,null,null,null,null,null,null,null,null,null,null,null,null,null,null,null,null,null,null,null,null,291,"ULLL 90x75x22 Kg/m","ULLL","LL",null,22,90,75,9,9,28.079999923706055,218,304.75,2.7863121032714844,3.2943780422210693,34.880000000000003,38.333358764648438,8.5,6,2.75,7.9499998092651367]
[null,null,null,null,null,null,null,null,null,null,null,null,null,null,null,null,null,null,null,null,null,null,null,null,null,null,null,null,null,null,null,null,null,null,null,null,null,null,null,null,null,292,"ULLL 100x75x18.64 Kg/m","ULLL","LL",null,18.600000381469727,100,75,7,7,23.739999771118164,236,226.6199951171875,3.152940034866333,3.0896599292755127,34.01,28.869039535522461,10,5,3.059999942779541,7.8499999046325684]
[null,null,null,null,null,null,null,null,null,null,null,null,null,null,null,null,null,null,null,null,null,null,null,null,null,null,null,null,null,null,null,null,null,null,null,null,null,null,null,null,null,293,"ULLL 100x75x26 Kg/m","ULLL","LL",null,26,100,75,10,10,33,318,348.67001342773437,3.1042490005493164,3.2504949569702148,46.56,43.583599090576172,10,7,3.1700000762939453,8]
[null,null,null,null,null,null,null,null,null,null,null,null,null,null,null,null,null,null,null,null,null,null,null,null,null,null,null,null,null,null,null,null,null,null,null,null,null,null,null,null,null,294,"ULLL 125x75x21.4 Kg/m","ULLL","LL",null,21.399999618530273,125,75,7,7,27.239999771118164,438,228.66999816894531,4.0099000930786133,2.8973701000213623,52.14,29.130329132080078,10,5,4.0999999046325684,7.8499999046325684]
[null,null,null,null,null,null,null,null,null,null,null,null,null,null,null,null,null,null,null,null,null,null,null,null,null,null,null,null,null,null,null,null,null,null,null,null,null,null,null,null,null,295,"ULLL 125x75x29.8 Kg/m","ULLL","LL",null,29.799999237060547,125,75,10,10,38,598,353.98001098632812,3.9669690132141113,3.0520699024200439,72.22,44.246879577636719,10,7,4.2199997901916504,8]
[null,null,null,null,null,null,null,null,null,null,null,null,null,null,null,null,null,null,null,null,null,null,null,null,null,null,null,null,null,null,null,null,null,null,null,null,null,null,null,null,null,296,"ULLL 125x75x38.2 Kg/m","ULLL","LL",null,38.200000762939453,125,75,13,13,48.619998931884766,752,510.760009765625,3.9327960014343262,3.2411520481109619,92.27,62.669498443603516,10,7,4.3499999046325684,8.1499996185302734]
[null,null,null,null,null,null,null,null,null,null,null,null,null,null,null,null,null,null,null,null,null,null,null,null,null,null,null,null,null,null,null,null,null,null,null,null,null,null,null,null,null,297,"ULLL 125x90x32.2 Kg/m","ULLL","LL",null,32.200000762939453,125,90,10,10,41,636,579.33001708984375,3.9385519027709961,3.7590029239654541,74.39,60.982570648193359,10,7,3.9500000476837158,9.5]
[null,null,null,null,null,null,null,null,null,null,null,null,null,null,null,null,null,null,null,null,null,null,null,null,null,null,null,null,null,null,null,null,null,null,null,null,null,null,null,null,null,298,"ULLL 125x90x41.2 Kg/m","ULLL","LL",null,41.099998474121094,125,90,13,13,52.520000457763672,802,815.530029296875,3.9077320098876953,3.9405670166015625,95.14,84.511299133300781,10,7,4.070000171661377,9.6499996185302734]
[null,null,null,null,null,null,null,null,null,null,null,null,null,null,null,null,null,null,null,null,null,null,null,null,null,null,null,null,null,null,null,null,null,null,null,null,null,null,null,null,null,299,"ULLL 150x90x32.8 Kg/m","ULLL","LL",null,32.799999237060547,150,90,9,9,41.880001068115234,970,515.34002685546875,4.8126311302185059,3.5078599452972412,96.52,54.532989501953125,12,6,4.9499998092651367,9.4499998092651367]
[null,null,null,null,null,null,null,null,null,null,null,null,null,null,null,null,null,null,null,null,null,null,null,null,null,null,null,null,null,null,null,null,null,null,null,null,null,null,null,null,null,300,"ULLL 150x90x43 Kg/m","ULLL","LL",null,42.900001525878906,150,90,12,12,54.720001220703125,1238,732.90997314453125,4.7564969062805176,3.6597540378570557,124.67,76.344673156738281,12,8.5,5.070000171661377,9.6000003814697266]
[null,null,null,null,null,null,null,null,null,null,null,null,null,null,null,null,null,null,null,null,null,null,null,null,null,null,null,null,null,null,null,null,null,null,null,null,null,null,null,null,null,301,"ULLL 150x100x34.2 Kg/m","ULLL","LL",null,34.200000762939453,150,100,9,9,43.680000305175781,1004,692.33001708984375,4.7943038940429687,3.9812119007110596,98.05,66.251670837402344,12,6,4.7600002288818359,10.449999809265137]
[null,null,null,null,null,null,null,null,null,null,null,null,null,null,null,null,null,null,null,null,null,null,null,null,null,null,null,null,null,null,null,null,null,null,null,null,null,null,null,null,null,302,"ULLL 150x100x44.8 Kg/m","ULLL","LL",null,44.700000762939453,150,100,12,12,57.119998931884766,1284,973.510009765625,4.7412009239196777,4.128352165222168,126.88,91.840843200683594,12,8.5,4.880000114440918,10.600000381469727]
[null,null,null,null,null,null,null,null,null,null,null,null,null,null,null,null,null,null,null,null,null,null,null,null,null,null,null,null,null,null,null,null,null,null,null,null,null,null,null,null,null,303,"ULLL 150x100x55.4 Kg/m","ULLL","LL",null,55.299999237060547,150,100,15,15,70.5,1564,1310.469970703125,4.7100319862365723,4.3114018440246582,156.4,121.90390014648437,12,8.5,5,10.75]
[null,null,null,null,null,null,null,null,null,null,null,null,null,null,null,null,null,null,null,null,null,null,null,null,null,null,null,null,null,null,null,null,null,null,null,null,null,null,null,null,null,304,"ULLS 75x90x22 Kg/m","ULLS","LL",null,22,75,90,9,9,28.079999923706055,136.19999694824219,505.54000854492187,2.2023680210113525,4.2430567741394043,24.76,53.496208190917969,8.5,6,2,9.4499998092651367]
[null,null,null,null,null,null,null,null,null,null,null,null,null,null,null,null,null,null,null,null,null,null,null,null,null,null,null,null,null,null,null,null,null,null,null,null,null,null,null,null,null,305,"ULLS 75x100x18.64 Kg/m","ULLS","LL",null,18.600000381469727,75,100,7,7,23.739999771118164,113.80000305175781,512.04998779296875,2.1894290447235107,4.6442580223083496,20.07,49.473541259765625,10,5,1.8300000429153442,10.350000381469727]
[null,null,null,null,null,null,null,null,null,null,null,null,null,null,null,null,null,null,null,null,null,null,null,null,null,null,null,null,null,null,null,null,null,null,null,null,null,null,null,null,null,306,"ULLS 75x100x26 Kg/m","ULLS","LL",null,26,75,100,10,10,33,152.19999694824219,762.469970703125,2.1475849151611328,4.8067941665649414,27.37,72.616546630859375,10,7,1.940000057220459,10.5]
[null,null,null,null,null,null,null,null,null,null,null,null,null,null,null,null,null,null,null,null,null,null,null,null,null,null,null,null,null,null,null,null,null,null,null,null,null,null,null,null,null,307,"ULLS 75x125x21.4 Kg/m","ULLS","LL",null,21.399999618530273,75,125,7,7,27.239999771118164,120.80000305175781,977.41998291015625,2.1058619022369385,5.9901409149169922,20.61,76.063819885253906,10,5,1.6399999856948853,12.850000381469727]
[null,null,null,null,null,null,null,null,null,null,null,null,null,null,null,null,null,null,null,null,null,null,null,null,null,null,null,null,null,null,null,null,null,null,null,null,null,null,null,null,null,308,"ULLS 75x125x29.8 Kg/m","ULLS","LL",null,29.799999237060547,75,125,10,10,38,161.60000610351562,1444.5799560546875,2.0621910095214844,6.1656498908996582,28.1,111.12149810791016,10,7,1.75,13]
[null,null,null,null,null,null,null,null,null,null,null,null,null,null,null,null,null,null,null,null,null,null,null,null,null,null,null,null,null,null,null,null,null,null,null,null,null,null,null,null,null,309,"ULLS 75x125x38.2 Kg/m","ULLS","LL",null,38.200000762939453,75,125,13,13,48.619998931884766,202,1967.5,2.0383009910583496,6.3613591194152832,35.880000000000003,149.61979675292969,10,7,1.8700000047683716,13.149999618530273]
[null,null,null,null,null,null,null,null,null,null,null,null,null,null,null,null,null,null,null,null,null,null,null,null,null,null,null,null,null,null,null,null,null,null,null,null,null,null,null,null,null,310,"ULLS 90x125x32.2 Kg/m","ULLS","LL",null,32.200000762939453,90,125,10,10,41,276,1447.9000244140625,2.5945529937744141,5.9426169395446777,40.71,111.37709808349609,10,7,2.2200000286102295,13]
[null,null,null,null,null,null,null,null,null,null,null,null,null,null,null,null,null,null,null,null,null,null,null,null,null,null,null,null,null,null,null,null,null,null,null,null,null,null,null,null,null,311,"ULLS 90x125x41.2 Kg/m","ULLS","LL",null,41.099998474121094,90,125,13,13,52.520000457763672,346,1972.06005859375,2.5667030811309814,6.1277060508728027,51.95,149.96670532226562,10,7,2.3399999141693115,13.149999618530273]
[null,null,null,null,null,null,null,null,null,null,null,null,null,null,null,null,null,null,null,null,null,null,null,null,null,null,null,null,null,null,null,null,null,null,null,null,null,null,null,null,null,312,"ULLS 90x150x32.8 Kg/m","ULLS","LL",null,32.799999237060547,90,150,9,9,41.880001068115234,266,2191.219970703125,2.5202140808105469,7.2333540916442871,37.950000000000003,141.82659912109375,12,6,1.9900000095367432,15.449999809265137]
[null,null,null,null,null,null,null,null,null,null,null,null,null,null,null,null,null,null,null,null,null,null,null,null,null,null,null,null,null,null,null,null,null,null,null,null,null,null,null,null,null,313,"ULLS 90x150x43 Kg/m","ULLS","LL",null,42.900001525878906,90,150,12,12,54.720001220703125,334,2997.18994140625,2.4705870151519775,7.4008898735046387,48.41,192.12739562988281,12,8.5,2.0999999046325684,15.600000381469727]
[null,null,null,null,null,null,null,null,null,null,null,null,null,null,null,null,null,null,null,null,null,null,null,null,null,null,null,null,null,null,null,null,null,null,null,null,null,null,null,null,null,314,"ULLS 100x150x34.2 Kg/m","ULLS","LL",null,34.200000762939453,100,150,9,9,43.680000305175781,362,2189.64990234375,2.878809928894043,7.0802149772644043,47.01,141.72520446777344,12,6,2.2999999523162842,15.449999809265137]
[null,null,null,null,null,null,null,null,null,null,null,null,null,null,null,null,null,null,null,null,null,null,null,null,null,null,null,null,null,null,null,null,null,null,null,null,null,null,null,null,null,315,"ULLS 100x150x44.8 Kg/m","ULLS","LL",null,44.700000762939453,100,150,12,12,57.119998931884766,456,2999.340087890625,2.8254539966583252,7.2463359832763672,60.08,192.26519775390625,12,8.5,2.4100000858306885,15.600000381469727]
[null,null,null,null,null,null,null,null,null,null,null,null,null,null,null,null,null,null,null,null,null,null,null,null,null,null,null,null,null,null,null,null,null,null,null,null,null,null,null,null,null,316,"ULLS 100x150x55.4 Kg/m","ULLS","LL",null,55.299999237060547,100,150,15,15,70.5,552,3894.909912109375,2.7981760501861572,7.432826042175293,73.900000000000006,247.29559326171875,12,8.5,2.5299999713897705,15.75]
[null,null,null,null,null,null,null,null,null,null,null,null,null,null,null,null,null,null,null,null,null,null,null,null,null,null,null,null,null,null,null,null,null,null,null,null,null,null,null,null,null,317,"CCI 50x25x7.72 Kg/m","CCI","CCI",null,7.6999998092651367,50,25,5,6,9.8400001525878906,33.599998474121094,16.040000915527344,1.8478729724884033,1.2765959501266479,13.44,5.8313541412353516,6,3,2.5,2.75]
[null,null,null,null,null,null,null,null,null,null,null,null,null,null,null,null,null,null,null,null,null,null,null,null,null,null,null,null,null,null,null,null,null,null,null,null,null,null,null,null,null,318,"CCI 75x40x13.84 Kg/m","CCI","CCI",null,13.800000190734863,75,40,5,7,17.63599967956543,150.60000610351562,65.680000305175781,2.9222168922424316,1.9298789501190186,40.159999999999997,15.455080032348633,8,4,3.75,4.25]
[null,null,null,null,null,null,null,null,null,null,null,null,null,null,null,null,null,null,null,null,null,null,null,null,null,null,null,null,null,null,null,null,null,null,null,null,null,null,null,null,null,319,"CCI 100x50x18.72 Kg/m","CCI","CCI",null,18.700000762939453,100,50,5,7.5,23.840000152587891,376,128.38999938964844,3.9713740348815918,2.320626974105835,75.2,24.454429626464844,8,4,5,5.25]
[null,null,null,null,null,null,null,null,null,null,null,null,null,null,null,null,null,null,null,null,null,null,null,null,null,null,null,null,null,null,null,null,null,null,null,null,null,null,null,null,null,320,"CCI 125x65x26.8 Kg/m","CCI","CCI",null,26.799999237060547,125,65,6,8,34.220001220703125,848,289.22000122070312,4.9780349731445313,2.9072189331054687,135.68,42.533058166503906,8,4,6.25,6.8000001907348633]
[null,null,null,null,null,null,null,null,null,null,null,null,null,null,null,null,null,null,null,null,null,null,null,null,null,null,null,null,null,null,null,null,null,null,null,null,null,null,null,null,null,321,"CCI 150x75x37.2 Kg/m","CCI","CCI",null,37.200000762939453,150,75,6.5,10,47.419998168945313,1722,555.78997802734375,6.0260930061340332,3.4235439300537109,229.6,71.027900695800781,10,5,7.5,7.8249998092651367]
[null,null,null,null,null,null,null,null,null,null,null,null,null,null,null,null,null,null,null,null,null,null,null,null,null,null,null,null,null,null,null,null,null,null,null,null,null,null,null,null,null,322,"CCI 150x75x48 Kg/m","CCI","CCI",null,47.900001525878906,150,75,9,12.5,61.180000305175781,2100,760.03997802734375,5.8587489128112793,3.5246410369873047,280,95.603118896484375,15,7.5,7.5,7.9499998092651367]
[null,null,null,null,null,null,null,null,null,null,null,null,null,null,null,null,null,null,null,null,null,null,null,null,null,null,null,null,null,null,null,null,null,null,null,null,null,null,null,null,null,323,"CCI 180x75x42.8 Kg/m","CCI","CCI",null,42.700000762939453,180,75,7,10.5,54.400001525878906,2760,596.58001708984375,7.122870922088623,3.311582088470459,306.67,75.997673034667969,11,5.5,9,7.8499999046325684]
[null,null,null,null,null,null,null,null,null,null,null,null,null,null,null,null,null,null,null,null,null,null,null,null,null,null,null,null,null,null,null,null,null,null,null,null,null,null,null,null,null,324,"CCI 200x80x49.2 Kg/m","CCI","CCI",null,49.099998474121094,200,80,7.5,11,62.659999847412109,3900,754.71002197265625,7.889275074005127,3.4705181121826172,390,90.114410400390625,12,6,10,8.375]
[null,null,null,null,null,null,null,null,null,null,null,null,null,null,null,null,null,null,null,null,null,null,null,null,null,null,null,null,null,null,null,null,null,null,null,null,null,null,null,null,null,325,"CCI 200x90x60.6 Kg/m","CCI","CCI",null,60.5,200,90,8,13.5,77.300003051757812,4980,1316.1500244140625,8.0264759063720703,4.1263160705566406,498,140.01559448242187,14,7,10,9.3999996185302734]
[null,null,null,null,null,null,null,null,null,null,null,null,null,null,null,null,null,null,null,null,null,null,null,null,null,null,null,null,null,null,null,null,null,null,null,null,null,null,null,null,null,326,"CCI 250x90x69.2 Kg/m","CCI","CCI",null,69.099998474121094,250,90,9,13,88.139999389648438,8360,1303.9200439453125,9.7390508651733398,3.8462591171264648,668.8,137.98069763183594,14,7,12.5,9.4499998092651367]
[null,null,null,null,null,null,null,null,null,null,null,null,null,null,null,null,null,null,null,null,null,null,null,null,null,null,null,null,null,null,null,null,null,null,null,null,null,null,null,null,null,327,"CCI 250x90x80.4 Kg/m","CCI","CCI",null,80.300003051757813,250,90,11,14.5,102.33999633789062,9360,1548.6099853515625,9.5634641647338867,3.8899929523468018,748.8,162.15849304199219,17,8.5,12.5,9.5500001907348633]
[null,null,null,null,null,null,null,null,null,null,null,null,null,null,null,null,null,null,null,null,null,null,null,null,null,null,null,null,null,null,null,null,null,null,null,null,null,null,null,null,null,328,"CCI 300x90x76.2 Kg/m","CCI","CCI",null,76.099998474121094,300,90,9,13,97.139999389648438,12880,1310.5,11.514869689941406,3.672990083694458,858.67,138.67739868164063,14,7,15,9.4499998092651367]
[null,null,null,null,null,null,null,null,null,null,null,null,null,null,null,null,null,null,null,null,null,null,null,null,null,null,null,null,null,null,null,null,null,null,null,null,null,null,null,null,null,329,"CCI 300x90x87.6 Kg/m","CCI","CCI",null,87.5,300,90,10,15.5,111.48000335693359,14820,1619.1500244140625,11.529899597167969,3.8110570907592773,988,170.43719482421875,19,9.5,15,9.5]
[null,null,null,null,null,null,null,null,null,null,null,null,null,null,null,null,null,null,null,null,null,null,null,null,null,null,null,null,null,null,null,null,null,null,null,null,null,null,null,null,null,330,"CCI 300x90x97.2 Kg/m","CCI","CCI",null,97.099998474121094,300,90,12,16,123.80000305175781,15740,1784.8499755859375,11.275659561157227,3.7969961166381836,1049.33,185.92149353027344,19,9.5,15,9.6000003814697266]
[null,null,null,null,null,null,null,null,null,null,null,null,null,null,null,null,null,null,null,null,null,null,null,null,null,null,null,null,null,null,null,null,null,null,null,null,null,null,null,null,null,331,"CCI 380x100x109 Kg/m","CCI","CCI",null,108.90000152587891,380,100,10.5,16,138.77999877929687,29000,2265.47998046875,14.45557975769043,4.0403299331665039,1526.32,215.24769592285156,18,9,19,10.524999618530273]
[null,null,null,null,null,null,null,null,null,null,null,null,null,null,null,null,null,null,null,null,null,null,null,null,null,null,null,null,null,null,null,null,null,null,null,null,null,null,null,null,null,332,"CCI 380x100x124 Kg/m","CCI","CCI",null,124,380,100,13,16.5,157.91999816894531,31200,2532.389892578125,14.055899620056152,4.0044798851013184,1642.11,237.78300476074219,18,9,19,10.649999618530273]
[null,null,null,null,null,null,null,null,null,null,null,null,null,null,null,null,null,null,null,null,null,null,null,null,null,null,null,null,null,null,null,null,null,null,null,null,null,null,null,null,null,333,"CCI 380x100x134.6 Kg/m","CCI","CCI",null,134.39999389648437,380,100,13,20,171.41999816894531,35200,3054.389892578125,14.32981014251709,4.2211551666259766,1852.63,286.79690551757812,24,12,19,10.649999618530273]
[null,null,null,null,null,null,null,null,null,null,null,null,null,null,null,null,null,null,null,null,null,null,null,null,null,null,null,null,null,null,null,null,null,null,null,null,null,null,null,null,null,334,"CCB 50x25x7.72 Kg/m","CCB","CCB",null,7.6999998092651367,50,25,7.5,11,9.8400001525878906,3900,33.080001831054688,19.908330917358398,1.8336299657821655,1560,13.233610153198242,12,6,2.5,2.5]
[null,null,null,null,null,null,null,null,null,null,null,null,null,null,null,null,null,null,null,null,null,null,null,null,null,null,null,null,null,null,null,null,null,null,null,null,null,null,null,null,null,335,"CCB 75x40x13.84 Kg/m","CCB","CCB",null,13.800000190734863,75,40,7.5,11,17.63599967956543,3900,154.8800048828125,14.870730400085449,2.9634330272674561,1040,38.719551086425781,12,6,3.75,4]
[null,null,null,null,null,null,null,null,null,null,null,null,null,null,null,null,null,null,null,null,null,null,null,null,null,null,null,null,null,null,null,null,null,null,null,null,null,null,null,null,null,336,"CCB 100x50x18.72 Kg/m","CCB","CCB",null,18.700000762939453,100,50,7.5,11,23.840000152587891,3900,337.39999389648437,12.790249824523926,3.7620220184326172,780,67.4805908203125,12,6,5,5]
[null,null,null,null,null,null,null,null,null,null,null,null,null,null,null,null,null,null,null,null,null,null,null,null,null,null,null,null,null,null,null,null,null,null,null,null,null,null,null,null,null,337,"CCB 125x65x26.8 Kg/m","CCB","CCB",null,26.799999237060547,125,65,7.5,11,34.220001220703125,3900,847.70001220703125,10.675600051879883,4.977139949798584,624,130.41459655761719,12,6,6.25,6.5]
[null,null,null,null,null,null,null,null,null,null,null,null,null,null,null,null,null,null,null,null,null,null,null,null,null,null,null,null,null,null,null,null,null,null,null,null,null,null,null,null,null,338,"CCB 150x75x37.2 Kg/m","CCB","CCB",null,37.200000762939453,150,75,7.5,11,47.419998168945313,3900,1526.1199951171875,9.0688352584838867,5.6730079650878906,520,203.48249816894531,12,6,7.5,7.5]
[null,null,null,null,null,null,null,null,null,null,null,null,null,null,null,null,null,null,null,null,null,null,null,null,null,null,null,null,null,null,null,null,null,null,null,null,null,null,null,null,null,339,"CCB 150x75x48 Kg/m","CCB","CCB",null,47.900001525878906,150,75,7.5,11,61.180000305175781,3900,1941.949951171875,7.9841289520263672,5.6339678764343262,520,258.92678833007812,12,6,7.5,7.5]
[null,null,null,null,null,null,null,null,null,null,null,null,null,null,null,null,null,null,null,null,null,null,null,null,null,null,null,null,null,null,null,null,null,null,null,null,null,null,null,null,null,340,"CCB 180x75x42.8 Kg/m","CCB","CCB",null,42.700000762939453,180,75,7.5,11,54.400001525878906,3900,1830.72998046875,8.4670639038085938,5.8011269569396973,433.33,244.09700012207031,12,6,9,7.5]
[null,null,null,null,null,null,null,null,null,null,null,null,null,null,null,null,null,null,null,null,null,null,null,null,null,null,null,null,null,null,null,null,null,null,null,null,null,null,null,null,null,341,"CCB 200x80x49.2 Kg/m","CCB","CCB",null,49.099998474121094,200,80,7.5,11,62.659999847412109,3900,2436.6201171875,7.889275074005127,6.2358942031860352,390,304.5775146484375,12,6,10,8]
[null,null,null,null,null,null,null,null,null,null,null,null,null,null,null,null,null,null,null,null,null,null,null,null,null,null,null,null,null,null,null,null,null,null,null,null,null,null,null,null,null,342,"CCB 200x90x60.6 Kg/m","CCB","CCB",null,60.5,200,90,8,13.5,77.300003051757812,4980,3583.199951171875,8.0264759063720703,6.808413028717041,498,398.13351440429687,14,7,10,9]
[null,null,null,null,null,null,null,null,null,null,null,null,null,null,null,null,null,null,null,null,null,null,null,null,null,null,null,null,null,null,null,null,null,null,null,null,null,null,null,null,null,343,"CCB 250x90x69.2 Kg/m","CCB","CCB",null,69.099998474121094,250,90,9,13,88.139999389648438,8360,4427.3798828125,9.7390508651733398,7.0873980522155762,668.8,491.930908203125,14,7,12.5,9]
[null,null,null,null,null,null,null,null,null,null,null,null,null,null,null,null,null,null,null,null,null,null,null,null,null,null,null,null,null,null,null,null,null,null,null,null,null,null,null,null,null,344,"CCB 250x90x80.4 Kg/m","CCB","CCB",null,80.300003051757813,250,90,11,14.5,102.33999633789062,9360,5115.93017578125,9.5634641647338867,7.0703291893005371,748.8,568.43670654296875,17,8.5,12.5,9]
[null,null,null,null,null,null,null,null,null,null,null,null,null,null,null,null,null,null,null,null,null,null,null,null,null,null,null,null,null,null,null,null,null,null,null,null,null,null,null,null,null,345,"CCB 300x90x76.2 Kg/m","CCB","CCB",null,76.099998474121094,300,90,9,13,97.139999389648438,12880,5083.3701171875,11.514869689941406,7.2339720726013184,858.67,564.81890869140625,14,7,15,9]
[null,null,null,null,null,null,null,null,null,null,null,null,null,null,null,null,null,null,null,null,null,null,null,null,null,null,null,null,null,null,null,null,null,null,null,null,null,null,null,null,null,346,"CCB 300x90x87.6 Kg/m","CCB","CCB",null,87.5,300,90,10,15.5,111.48000335693359,14820,5664.759765625,11.529899597167969,7.1284050941467285,988,629.41802978515625,19,9.5,15,9]
[null,null,null,null,null,null,null,null,null,null,null,null,null,null,null,null,null,null,null,null,null,null,null,null,null,null,null,null,null,null,null,null,null,null,null,null,null,null,null,null,null,347,"CCB 300x90x97.2 Kg/m","CCB","CCB",null,97.099998474121094,300,90,12,16,123.80000305175781,15740,6348.60986328125,11.275659561157227,7.1610879898071289,1049.33,705.401123046875,19,9.5,15,9]
[null,null,null,null,null,null,null,null,null,null,null,null,null,null,null,null,null,null,null,null,null,null,null,null,null,null,null,null,null,null,null,null,null,null,null,null,null,null,null,null,null,348,"CCB 380x100x109 Kg/m","CCB","CCB",null,108.90000152587891,380,100,10.5,16,138.77999877929687,29000,9064.849609375,14.45557975769043,8.0819635391235352,1526.32,906.4852294921875,18,9,19,10]
[null,null,null,null,null,null,null,null,null,null,null,null,null,null,null,null,null,null,null,null,null,null,null,null,null,null,null,null,null,null,null,null,null,null,null,null,null,null,null,null,null,349,"CCB 380x100x124 Kg/m","CCB","CCB",null,124,380,100,13,16.5,157.91999816894531,31200,10420.2587890625,14.055899620056152,8.1230802536010742,1642.11,1042.0260009765625,18,9,19,10]
[null,null,null,null,null,null,null,null,null,null,null,null,null,null,null,null,null,null,null,null,null,null,null,null,null,null,null,null,null,null,null,null,null,null,null,null,null,null,null,null,null,350,"CCB 380x100x134.6 Kg/m","CCB","CCB",null,134.39999389648437,380,100,13,20,171.41999816894531,35200,10849.7998046875,14.45557975769043,7.9557299613952637,1852.63,1084.97998046875,24,12,19,10]
[]
[]
[]
[null,null,null,null,null,null,null,null,null,null,null,null,null,null,null,null,null,null,null,null,null,null,null,null,null,null,null,null,null,null,null,null,null,null,null,null,null,null,null,null,null,null,null,null,null,"Unequal Angles"]
[]
[null,null,null,null,null,null,null,null,null,null,null,null,null,null,null,null,null,null,null,null,null,null,null,null,null,null,null,null,null,null,null,null,null,null,null,null,null,null,null,null,null,null,null,null,null,"TIS / JIS STANDARDS"]
[]
[null,null,null,null,null,null,null,null,null,null,null,null,null,null,null,null,null,null,null,null,null,null,null,null,null,null,null,null,null,null,null,null,null,null,null,null,null,null,null,null,null,null,null,null,null,"(TIS 1227 : 1996 / JIS G3192 : 1990)"]
[]
[null,null,null,null,null,null,null,null,null,null,null,null,null,null,null,null,null,null,null,null,null,null,null,null,null,null,null,null,null,null,null,null,null,null,null,null,null,null,null,null,null,null,null,null,null,"Size & Properties"]
[]
[]
[null,null,null,null,null,null,null,null,null,null,null,null,null,null,null,null,null,null,null,null,null,null,null,null,null,null,null,null,null,null,null,null,null,null,null,null,null,null,null,null,null,"Standard Sectional Dimesion mm.",null,null,null,"Sectional Area cm2","Unit Weight kg/m","Reference"]
[null,null,null,null,null,null,null,null,null,null,null,null,null,null,null,null,null,null,null,null,null,null,null,null,null,null,null,null,null,null,null,null,null,null,null,null,null,null,null,null,null,null,null,null,null,null,null,"Position of Center of Gravity cm. ",null,"Geometrical Moment of Ineryia cm4",null,null,null,"Raidus of Gyration of Area cm.",null,null,null,"Modulus of Section cm3"]
[null,null,null,null,null,null,null,null,null,null,null,null,null,null,null,null,null,null,null,null,null,null,null,null,null,null,null,null,null,null,null,null,null,null,null,null,null,null,null,null,null,"AxB","t","r1","r2",null,null,"Cx","Cy","Ix","Iy","Max ix","Min iy","ix","iy","Max ix","Max iy","Zx","Zy"]
[null,null,null,null,null,null,null,null,null,null,null,null,null,null,null,null,null,null,null,null,null,null,null,null,null,null,null,null,null,null,null,null,null,null,null,null,null,null,null,1,{"$f":"AP1062&\"x\"&AQ1062","v":"90x75x9"},"90x75",9,8.5,6,14.04,11,2.75,2.0099999999999998,109,68.099999999999994,143,34.1,2.78,2.2000000000000002,3.19,1.56,17.399999999999999,12.4]
[null,null,null,null,null,null,null,null,null,null,null,null,null,null,null,null,null,null,null,null,null,null,null,null,null,null,null,null,null,null,null,null,null,null,null,null,null,null,null,2,{"$f":"AP1063&\"x\"&AQ1063","v":"100x75x7"},"100x75",7,10,5,11.87,9.32,3.06,1.83,118,57,144,30.8,3.15,2.19,3.49,1.61,17,10.1]
[null,null,null,null,null,null,null,null,null,null,null,null,null,null,null,null,null,null,null,null,null,null,null,null,null,null,null,null,null,null,null,null,null,null,null,null,null,null,null,3,"100x75x10","100x75",10,10,7,16.5,13,3.17,1.94,159,76.099999999999994,194,41.3,3.11,2.15,3.43,1.58,23.3,13.7]
[null,null,null,null,null,null,null,null,null,null,null,null,null,null,null,null,null,null,null,null,null,null,null,null,null,null,null,null,null,null,null,null,null,null,null,null,null,null,null,4,"125x75x7","125x75",7,10,5,13.62,10.7,4.0999999999999996,1.64,219,60.4,243,36.4,4.01,2.11,4.2300000000000004,1.64,26.1,10.3]
[null,null,null,null,null,null,null,null,null,null,null,null,null,null,null,null,null,null,null,null,null,null,null,null,null,null,null,null,null,null,null,null,null,null,null,null,null,null,null,5,"125x75x10","125x75",10,10,7,19,14.9,4.22,1.75,299,80.8,330,49,3.96,2.06,4.17,1.61,36.1,14.1]
[null,null,null,null,null,null,null,null,null,null,null,null,null,null,null,null,null,null,null,null,null,null,null,null,null,null,null,null,null,null,null,null,null,null,null,null,null,null,null,6,"125x75x13","125x75",13,10,7,24.31,19.100000000000001,4.3499999999999996,1.87,376,101,415,61.9,3.93,2.04,4.13,1.6,46.1,17.899999999999999]
[null,null,null,null,null,null,null,null,null,null,null,null,null,null,null,null,null,null,null,null,null,null,null,null,null,null,null,null,null,null,null,null,null,null,null,null,null,null,null,7,"125x90x10","125x90",10,10,7,20.5,16.100000000000001,3.95,2.2200000000000002,313,138,380,76.2,3.94,2.59,4.3,1.93,37.200000000000003,20.3]
[null,null,null,null,null,null,null,null,null,null,null,null,null,null,null,null,null,null,null,null,null,null,null,null,null,null,null,null,null,null,null,null,null,null,null,null,null,null,null,8,"125x90x13","125x90",13,10,7,26.26,20.6,4.07,2.34,401,173,477,96.3,3.91,2.57,4.26,1.91,47.5,25.9]
[null,null,null,null,null,null,null,null,null,null,null,null,null,null,null,null,null,null,null,null,null,null,null,null,null,null,null,null,null,null,null,null,null,null,null,null,null,null,null,9,"150x90x9","150x90",9,12,6,20.94,16.399999999999999,4.95,1.99,485,133,537,80.400000000000006,4.8099999999999996,2.52,5.0599999999999996,1.96,48.2,19]
[null,null,null,null,null,null,null,null,null,null,null,null,null,null,null,null,null,null,null,null,null,null,null,null,null,null,null,null,null,null,null,null,null,null,null,null,null,null,null,10,"150x90x12","150x90",12,12,8.5,27.36,21.5,5.07,2.1,619,167,685,102,4.76,2.4700000000000002,5,1.93,62.3,24.3]
[null,null,null,null,null,null,null,null,null,null,null,null,null,null,null,null,null,null,null,null,null,null,null,null,null,null,null,null,null,null,null,null,null,null,null,null,null,null,null,11,"150x100x9","150x100",9,12,6,21.84,17.100000000000001,4.76,2.2999999999999998,502,181,579,104,4.79,2.88,5.15,2.1800000000000002,49.1,23.5]
[null,null,null,null,null,null,null,null,null,null,null,null,null,null,null,null,null,null,null,null,null,null,null,null,null,null,null,null,null,null,null,null,null,null,null,null,null,null,null,12,"150x100x12","150x100",12,12,8.5,28.56,22.4,4.88,2.41,612,223,738,132,4.74,2.83,5.09,2.15,63.4,30.1]
[null,null,null,null,null,null,null,null,null,null,null,null,null,null,null,null,null,null,null,null,null,null,null,null,null,null,null,null,null,null,null,null,null,null,null,null,null,null,null,13,"150x100x15","150x100",15,12,8.5,35.25,27.7,5,2.5299999999999998,782,276,897,161,4.71,2.8,5.04,2.14,78.2,37]

{"sheet":"Pole-pate","index":5,"n_rows":1074,"n_cols":69,"rows_kept":1074,"cut":false,"hidden":false,"merged":[[25,64,25,66],[1048,41,1055,41],[1058,41,1059,44],[1058,45,1060,45],[1058,46,1060,46],[1058,47,1058,58],[1059,47,1059,48],[1059,49,1059,52],[1059,53,1059,56],[1059,57,1059,58],[621,41,636,41],[623,46,631,46],[632,46,636,49],[639,41,646,41],[649,41,650,41],[649,42,650,42],[649,43,649,53],[564,41,568,41],[564,46,578,46],[569,41,578,41],[579,41,588,41],[579,46,591,46],[589,41,603,41],[592,46,604,46],[604,41,620,41],[605,46,613,46],[614,46,622,46],[562,41,562,42],[562,43,563,43],[562,44,563,44],[562,46,562,47],[562,48,563,48],[562,49,563,49],[486,48,486,49],[486,50,486,51],[490,41,491,41],[492,41,493,41],[534,41,541,41],[544,41,545,41],[544,42,546,42],[544,43,544,50],[470,41,473,41],[470,42,473,42],[476,41,483,41],[486,41,489,41],[486,42,486,44],[486,46,486,47],[457,41,460,41],[457,42,460,42],[461,41,465,41],[461,42,465,42],[466,41,469,41],[466,42,469,42],[446,41,447,41],[446,42,447,42],[448,41,449,41],[448,42,449,42],[450,41,456,41],[450,42,456,42],[424,41,426,41],[424,42,426,42],[429,41,436,41],[439,41,439,42],[440,41,440,42],[442,41,445,41],[442,42,445,42],[410,41,415,41],[410,42,415,42],[416,41,420,41],[416,42,420,42],[421,41,423,41],[421,42,423,42],[399,41,399,42],[401,41,404,41],[401,42,404,42],[405,41,406,41],[405,42,406,42],[407,41,409,41],[407,42,409,42],[339,51,339,52],[339,53,339,54],[388,41,395,41],[398,41,398,42],[398,46,398,47],[398,48,398,49],[398,50,398,51],[339,41,339,42],[339,43,340,43],[339,44,340,44],[339,45,339,46],[339,47,339,48],[339,49,339,50],[304,45,306,45],[304,48,304,49],[304,50,305,51],[304,52,305,53],[305,48,305,49],[329,41,336,41],[287,68,288,68],[292,41,299,41],[302,41,302,45],[302,47,306,47],[302,48,303,53],[303,41,303,45],[304,41,306,41],[304,42,306,42],[304,43,306,43],[304,44,306,44],[269,68,271,68],[272,68,274,68],[275,68,277,68],[278,68,281,68],[282,68,284,68],[285,68,286,68],[248,68,249,68],[250,68,254,68],[255,68,257,68],[258,68,259,68],[260,68,265,68],[266,68,268,68],[229,68,230,68],[232,68,235,68],[236,68,237,68],[238,68,239,68],[240,68,244,68],[245,68,247,68],[215,60,215,61],[215,62,215,63],[215,64,215,65],[215,66,215,67],[223,68,224,68],[226,68,228,68],[214,60,214,63],[214,64,214,67],[214,68,216,68],[215,44,215,45],[215,46,215,47],[215,48,215,49],[215,50,215,51],[215,52,215,53],[215,56,215,57],[215,58,215,59],[154,57,154,58],[204,41,211,41],[214,41,216,41],[214,42,215,43],[214,44,214,53],[214,54,216,54],[214,55,216,55],[214,56,214,59],[123,52,123,53],[123,54,123,55],[143,41,150,41],[153,41,154,44],[153,45,155,45],[153,46,155,46],[153,47,153,58],[154,47,154,48],[154,49,154,52],[154,53,154,56],[122,46,124,46],[122,47,124,47],[122,48,122,55],[123,41,124,41],[123,42,124,42],[123,43,124,43],[123,44,124,44],[123,45,124,45],[123,48,123,49],[123,50,123,51],[102,41,105,41],[102,42,105,42],[106,41,109,41],[106,42,109,42],[112,41,119,41],[122,41,122,45],[93,41,94,41],[93,42,94,42],[95,41,97,41],[95,42,97,42],[98,41,101,41],[98,42,101,42],[85,41,87,41],[85,42,87,42],[88,41,90,41],[88,42,90,42],[91,41,92,41],[91,42,92,42],[62,41,69,41],[76,41,77,41],[76,42,77,42],[79,41,80,41],[79,42,80,42],[81,41,84,41],[81,42,84,42],[42,25,42,28],[42,30,42,33],[43,1,43,7],[43,8,43,22],[43,23,43,24],[43,25,43,27],[43,30,43,35],[39,25,39,28],[39,30,39,33],[40,25,40,28],[40,30,40,33],[41,25,41,28],[41,30,41,33],[38,1,38,4],[38,6,38,9],[38,13,38,16],[38,18,38,21],[38,25,38,28],[38,30,38,33],[37,1,37,4],[37,6,37,9],[37,13,37,16],[37,18,37,21],[37,25,37,28],[37,30,37,33],[35,46,35,56],[35,57,35,67],[36,1,36,4],[36,6,36,9],[36,13,36,16],[36,18,36,21],[36,25,36,28],[36,30,36,33],[35,1,35,4],[35,6,35,9],[35,13,35,16],[35,18,35,21],[35,25,35,28],[35,30,35,33],[25,58,25,60],[25,61,25,63],[33,1,33,24],[33,25,33,35],[34,1,34,4],[34,6,34,9],[34,13,34,16],[34,18,34,21],[34,25,34,28],[34,29,34,33],[25,1,25,35],[25,43,25,45],[25,46,25,48],[25,49,25,51],[25,52,25,54],[25,55,25,57],[22,1,22,4],[22,6,22,9],[22,13,22,16],[22,18,22,21],[23,1,23,4],[23,6,23,9],[21,1,21,4],[21,6,21,9],[21,13,21,16],[21,18,21,21],[21,25,21,28],[21,30,21,33],[19,1,19,35],[20,1,20,4],[20,6,20,9],[20,13,20,16],[20,18,20,21],[20,25,20,28],[20,30,20,33],[2,36,2,39],[2,43,3,43],[3,1,3,3],[3,5,3,16],[3,17,3,20],[3,22,3,27],[3,28,3,30],[3,32,3,35],[2,1,2,3],[2,5,2,16],[2,17,2,20],[2,22,2,27],[2,28,2,30],[2,32,2,35],[0,1,0,35],[1,1,1,3],[1,5,1,16],[1,17,1,20],[1,22,1,27],[1,28,1,30],[1,32,1,35],[0,36,0,38],[1,36,1,38]]}
[null,"Pole-pate steel design : ASD",null,null,null,null,null,null,null,null,null,null,null,null,null,null,null,null,null,null,null,null,null,null,null,null,null,null,null,null,null,null,null,null,null,null,"Created & Development"]
[null,"◙ Project",null,null,":","อาคารอยู่อาศัยรวม",null,null,null,null,null,null,null,null,null,null,null,"◙ Date",null,null,null,":",{"$f":"TODAY()","v":"2012-12-09"},null,null,null,null,null,"◙ Time",null,null,":",{"$f":" NOW()","v":41252.775821064817},null,null,null,"Mr. Jirawat Kaewsup",null,null,null,null,null,null,1,null,null,1,4]
[null,"◙ Owner",null,null,":","คุณ",null,null,null,null,null,null,null,null,null,null,null,"◙ Engineer",null,null,null,":","นาย",null,null,null,null,null,"◙ License",null,null,":","ภย.",null,null,null,"       Introduction",null,null,null,null,null,null,"E",2040000,null,2,{"$f":"IF(AV2=1,\"RB 6\",IF(AV2=2,\"RB 9\",IF(AV2=3,\"RB 12\",IF(AV2=4,\"RB 15\",IF(AV2=5,\"RB 19\",IF(AV2=6,\"RB 25\",IF(AV2=7,\"RB 28\",IF(AV2=8,\"RB 34\",IF(AV2=9,\"DB 10\",IF(AV2=10,\"DB 12\",IF(AV2=11,\"DB 16\",IF(AV2=12,\"DB 20\",IF(AV2=13,\"DB 22\",IF(AV2=14,\"DB 25\",IF(AV2=15,\"DB 28\",IF(AV2=16,\"DB 32\",IF(AV2=17,\"DB 34\",IF(AV2=18,\"DB 40\"))))))))))))))))))","v":"RB 15"}]
[null,"◙ Location",null,null,":","ตำบล",null,null,null,null,null,null,null,null,null,null,null,"◙ Pole-pate No.",null,null,null,":","Pole-pate-1",null,null,null,null,null,"◙ Floor",null,null,":","Roof",null,null,null,"   -ออกแบบตามมาตรฐาน AISC หรือ ว.ส.ท.",null,null,null,null,null,null,null,2100000,null,3,"Fe-24"]
[null,null,null,null,null,null,null,null,null,null,null,null,null,null,null,null,null,null,null,null,null,null,null,null,null,null,null,null,null,null,null,null,null,null,null,null,"   -Allowable Stress Design : ASD",null,null,null,null,null,null,null,null,null,4,"Fe-30"]
[null,null,null,null,null,null,null,null,null,null,null,null,null,null,null,null,null,null,null,null,null,null,null,null,null,null,null,null,null,null,null,null,null,null,null,null,"   -ป้อนข้อมูลเฉพาะตัวอักษรหรือตัวเลขสีน้ำเงิน",null,null,null,null,null,null,null,null,null,"Yes"]
[null,null,null,null,null,null,null,null,null,null,null,null,null,null,null,null,null,null,null,null,null,null,null,null,null,null,null,null,null,null,null,null,null,null,null,null,null,null,null,null,null,null,null,null,null,null,"No"]
[]
[null,null,null,null,null,null,null,null,null,null,null,null,null,null,null,null,null,null,null,null,null,null,null,null,null,null,null,null,null,null,null,null,null,null,null,null,null,null,null,null,null,null,{"$f":"IF(AR2=1,\"Use : C-Light Lip Channel\",IF(AR2=2,\"Use : Square Tube\",IF(AR2=3,\"Use : Rectangular Tube\",IF(AR2=4,\"Use : Equal leg Angel\",IF(AR2=5,\"Use : C-Channel\",IF(AR2=6,\"Use : WF-Wide Flange\",IF(AR2=7,\"Use : I-Beam\",IF(AR2=8,\"Use : Unequal leg Angel\"))))))))","v":"Use : C-Light Lip Channel"}]
[]
[]
[]
[]
[]
[]
[]
[]
[]
[]
[null,"Input Data"]
[null,"Use Steel Grade",null,null,null," =","Fe-24",null,null,null,null,null,null,"Weight of pole.",null,null,null," =",18.440000000000001,null,null,null,"kg./m.",null,null,"D",null,null,null," =",{"$f":"Rafter!AE24","v":2},null,null,null,"m."]
[null,"Es",null,null,null," =",2100000,null,null,null,"kg./cm.2",null,null,"Weight tranfer.",null,null,null," =",211.34,null,null,null,"kg./m.",null,null,"L",null,null,null," =",4,null,null,null,"m."]
[null,"Fy",null,null,null," =",{"$f":"IF(G21=\"Fe-24\",2400,IF(G21=\"Fe-30\",3000))","v":2400},null,null,null,"kg./cm.2",null,null,"Weight average",null,null,null," =",{"$f":"(S22)+(S21)","v":229.78},null,null,null,"kg./m."]
[null,"Fb",null,null,null," =",{"$f":"0.6*G23","v":1440},null,null,null,"kg./cm.2"]
[]
[null,"Analysis & Design",null,null,null,null,null,null,null,null,null,null,null,null,null,null,null,null,null,null,null,null,null,null,null,null,null,null,null,null,null,null,null,null,null,null,null,null,null,null,null,null,null,"C-Light Lip Channel",null,null,"Square Tube",null,null,"Rectangular Tube",null,null,"Equal leg Angle",null,null,"C-Channel",null,null,"WF-Wide Flange",null,null,"I-Beam",null,null,"Unequal leg Angle"]
[null,null,null,null,null,null,null,null,null,null,null,null,null,null,null,null,null,null,null,null,null,null,null,null,null,null,null,null,null,null,null,null,null,null,null,null,null,null,null,null,null,null,null,"Ix",{"$f":"IF(AND(AR2=1,AD35=AO342),VLOOKUP(1,AN342:BC386,9,FALSE),IF(AND(AR2=1,AD35=AO343),VLOOKUP(2,AN342:BC386,9,FALSE),IF(AND(AR2=1,AD35=AO344),VLOOKUP(3,AN342:BC386,9,FALSE),IF(AND(AR2=1,AD35=AO345),VLOOKUP(4,AN342:BC386,9,FALSE),IF(AND(AR2=1,AD35=AO346),VLOOKUP(5,AN342:BC386,9,FALSE),IF(AND(AR2=1,AD35=AO347),VLOOKUP(6,AN342:BC386,9,FALSE),IF(AND(AR2=1,AD35=AO348),VLOOKUP(7,AN342:BC386,9,FALSE),IF(AND(AR2=1,AD35=AO349),VLOOKUP(8,AN342:BC386,9,FALSE),IF(AND(AR2=1,AD35=AO350),VLOOKUP(9,AN342:BC386,9,FALSE),IF(AND(AR2=1,AD35=AO351),VLOOKUP(10,AN342:BC386,9,FALSE),IF(AND(AR2=1,AD35=AO352),VLOOKUP(11,AN342:BC386,9,FALSE),IF(AND(AR2=1,AD35=AO353),VLOOKUP(12,AN342:BC386,9,FALSE),IF(AND(AR2=1,AD35=AO354),VLOOKUP(13,AN342:BC386,9,FALSE),IF(AND(AR2=1,AD35=AO355),VLOOKUP(14,AN342:BC386,9,FALSE),IF(AND(AR2=1,AD35=AO356),VLOOKUP(15,AN342:BC386,9,FALSE),IF(AND(AR2=1,AD35=AO357),VLOOKUP(16,AN342:BC386,9,FALSE),IF(AND(AR2=1,AD35=AO358),VLOOKUP(17,AN342:BC386,9,FALSE),IF(AND(AR2=1,AD35=AO359),VLOOKUP(18,AN342:BC386,9,FALSE),IF(AND(AR2=1,AD35=AO360),VLOOKUP(19,AN342:BC386,9,FALSE),IF(AND(AR2=1,AD35=AO361),VLOOKUP(20,AN342:BC386,9,FALSE),IF(AND(AR2=1,AD35=AO362),VLOOKUP(21,AN342:BC386,9,FALSE),IF(AND(AR2=1,AD35=AO363),VLOOKUP(22,AN342:BC386,9,FALSE),IF(AND(AR2=1,AD35=AO364),VLOOKUP(23,AN342:BC386,9,FALSE),IF(AND(AR2=1,AD35=AO365),VLOOKUP(24,AN342:BC386,9,FALSE),IF(AND(AR2=1,AD35=AO366),VLOOKUP(25,AN342:BC386,9,FALSE),IF(AND(AR2=1,AD35=AO367),VLOOKUP(26,AN342:BC386,9,FALSE),IF(AND(AR2=1,AD35=AO368),VLOOKUP(27,AN342:BC386,9,FALSE),IF(AND(AR2=1,AD35=AO369),VLOOKUP(28,AN342:BC386,9,FALSE),IF(AND(AR2=1,AD35=AO370),VLOOKUP(29,AN342:BC386,9,FALSE),IF(AND(AR2=1,AD35=AO371),VLOOKUP(30,AN342:BC386,9,FALSE),IF(AND(AR2=1,AD35=AO372),VLOOKUP(31,AN342:BC386,9,FALSE),IF(AND(AR2=1,AD35=AO373),VLOOKUP(32,AN342:BC386,9,FALSE),IF(AND(AR2=1,AD35=AO374),VLOOKUP(33,AN342:BC386,9,FALSE),IF(AND(AR2=1,AD35=AO375),VLOOKUP(34,AN342:BC386,9,FALSE),IF(AND(AR2=1,AD35=AO376),VLOOKUP(35,AN342:BC386,9,FALSE),IF(AND(AR2=1,AD35=AO377),VLOOKUP(36,AN342:BC386,9,FALSE),IF(AND(AR2=1,AD35=AO378),VLOOKUP(37,AN342:BC386,9,FALSE),IF(AND(AR2=1,AD35=AO379),VLOOKUP(38,AN342:BC386,9,FALSE),IF(AND(AR2=1,AD35=AO380),VLOOKUP(39,AN342:BC386,9,FALSE),IF(AND(AR2=1,AD35=AO381),VLOOKUP(40,AN342:BC386,9,FALSE),IF(AND(AR2=1,AD35=AO382),VLOOKUP(41,AN342:BC386,9,FALSE),IF(AND(AR2=1,AD35=AO383),VLOOKUP(42,AN342:BC386,9,FALSE),IF(AND(AR2=1,AD35=AO384),VLOOKUP(43,AN342:BC386,9,FALSE),IF(AND(AR2=1,AD35=AO385),VLOOKUP(44,AN342:BC386,9,FALSE),IF(AND(AR2=1,AD35=AO386),VLOOKUP(45,AN342:BC386,9,FALSE))))))))))))))))))))))))))))))))))))))))))))))","v":332},"cm4","Ix",{"$f":"IF(AND(AR2=2,AD35=AO443),VLOOKUP(1,AN443:AW474,8,FALSE),IF(AND(AR2=2,AD35=AO444),VLOOKUP(2,AN443:AW474,8,FALSE),IF(AND(AR2=2,AD35=AO445),VLOOKUP(3,AN443:AW474,8,FALSE),IF(AND(AR2=2,AD35=AO446),VLOOKUP(4,AN443:AW474,8,FALSE),IF(AND(AR2=2,AD35=AO447),VLOOKUP(5,AN443:AW474,8,FALSE),IF(AND(AR2=2,AD35=AO448),VLOOKUP(6,AN443:AW474,8,FALSE),IF(AND(AR2=2,AD35=AO449),VLOOKUP(7,AN443:AW474,8,FALSE),IF(AND(AR2=2,AD35=AO450),VLOOKUP(8,AN443:AW474,8,FALSE),IF(AND(AR2=2,AD35=AO451),VLOOKUP(9,AN443:AW474,8,FALSE),IF(AND(AR2=2,AD35=AO452),VLOOKUP(10,AN443:AW474,8,FALSE),IF(AND(AR2=2,AD35=AO453),VLOOKUP(11,AN443:AW474,8,FALSE),IF(AND(AR2=2,AD35=AO454),VLOOKUP(12,AN443:AW474,8,FALSE),IF(AND(AR2=2,AD35=AO455),VLOOKUP(13,AN443:AW474,8,FALSE),IF(AND(AR2=2,AD35=AO456),VLOOKUP(14,AN443:AW474,8,FALSE),IF(AND(AR2=2,AD35=AO457),VLOOKUP(15,AN443:AW474,8,FALSE),IF(AND(AR2=2,AD35=AO458),VLOOKUP(16,AN443:AW474,8,FALSE),IF(AND(AR2=2,AD35=AO459),VLOOKUP(17,AN443:AW474,8,FALSE),IF(AND(AR2=2,AD35=AO460),VLOOKUP(18,AN443:AW474,8,FALSE),IF(AND(AR2=2,AD35=AO461),VLOOKUP(19,AN443:AW474,8,FALSE),IF(AND(AR2=2,AD35=AO462),VLOOKUP(20,AN443:AW474,8,FALSE),IF(AND(AR2=2,AD35=AO463),VLOOKUP(21,AN443:AW474,8,FALSE),IF(AND(AR2=2,AD35=AO464),VLOOKUP(22,AN443:AW474,8,FALSE),IF(AND(AR2=2,AD35=AO465),VLOOKUP(23,AN443:AW474,8,FALSE),IF(AND(AR2=2,AD35=AO466),VLOOKUP(24,AN443:AW474,8,FALSE),IF(AND(AR2=2,AD35=AO467),VLOOKUP(25,AN443:AW474,8,FALSE),IF(AND(AR2=2,AD35=AO468),VLOOKUP(26,AN443:AW474,8,FALSE),IF(AND(AR2=2,AD35=AO469),VLOOKUP(27,AN443:AW474,8,FALSE),IF(AND(AR2=2,AD35=AO470),VLOOKUP(28,AN443:AW474,8,FALSE),IF(AND(AR2=2,AD35=AO471),VLOOKUP(29,AN443:AW474,8,FALSE),IF(AND(AR2=2,AD35=AO472),VLOOKUP(30,AN443:AW474,8,FALSE),IF(AND(AR2=2,AD35=AO473),VLOOKUP(31,AN443:AW474,8,FALSE),IF(AND(AR2=2,AD35=AO474),VLOOKUP(32,AN443:AW474,8,FALSE)))))))))))))))))))))))))))))))))","v":false},"cm4","Ix",{"$f":"IF(AND(AR2=3,AD35=AO402),VLOOKUP(1,AN402:AZ427,8,FALSE),IF(AND(AR2=3,AD35=AO403),VLOOKUP(2,AN402:AZ427,8,FALSE),IF(AND(AR2=3,AD35=AO404),VLOOKUP(3,AN402:AZ427,8,FALSE),IF(AND(AR2=3,AD35=AO405),VLOOKUP(4,AN402:AZ427,8,FALSE),IF(AND(AR2=3,AD35=AO406),VLOOKUP(5,AN402:AZ427,8,FALSE),IF(AND(AR2=3,AD35=AO407),VLOOKUP(6,AN402:AZ427,8,FALSE),IF(AND(AR2=3,AD35=AO408),VLOOKUP(7,AN402:AZ427,8,FALSE),IF(AND(AR2=3,AD35=AO409),VLOOKUP(8,AN402:AZ427,8,FALSE),IF(AND(AR2=3,AD35=AO410),VLOOKUP(9,AN402:AZ427,8,FALSE),IF(AND(AR2=3,AD35=AO411),VLOOKUP(10,AN402:AZ427,8,FALSE),IF(AND(AR2=3,AD35=AO412),VLOOKUP(11,AN402:AZ427,8,FALSE),IF(AND(AR2=3,AD35=AO413),VLOOKUP(12,AN402:AZ427,8,FALSE),IF(AND(AR2=3,AD35=AO414),VLOOKUP(13,AN402:AZ427,8,FALSE),IF(AND(AR2=3,AD35=AO415),VLOOKUP(14,AN402:AZ427,8,FALSE),IF(AND(AR2=3,AD35=AO416),VLOOKUP(15,AN402:AZ427,8,FALSE),IF(AND(AR2=3,AD35=AO417),VLOOKUP(16,AN402:AZ427,8,FALSE),IF(AND(AR2=3,AD35=AO418),VLOOKUP(17,AN402:AZ427,8,FALSE),IF(AND(AR2=3,AD35=AO419),VLOOKUP(18,AN402:AZ427,8,FALSE),IF(AND(AR2=3,AD35=AO420),VLOOKUP(19,AN402:AZ427,8,FALSE),IF(AND(AR2=3,AD35=AO421),VLOOKUP(20,AN402:AZ427,8,FALSE),IF(AND(AR2=3,AD35=AO422),VLOOKUP(21,AN402:AZ427,8,FALSE),IF(AND(AR2=3,AD35=AO423),VLOOKUP(22,AN402:AZ427,8,FALSE),IF(AND(AR2=3,AD35=AO424),VLOOKUP(23,AN402:AZ427,8,FALSE),IF(AND(AR2=3,AD35=AO425),VLOOKUP(24,AN402:AZ427,8,FALSE),IF(AND(AR2=3,AD35=AO426),VLOOKUP(25,AN402:AZ427,8,FALSE),IF(AND(AR2=3,AD35=AO427),VLOOKUP(26,AN402:AZ427,8,FALSE)))))))))))))))))))))))))))","v":false},"cm4","Ix",{"$f":"IF(AND(AR2=4,AD35=AO157),VLOOKUP(1,AN157:BG202,11,FALSE),IF(AND(AR2=4,AD35=AO158),VLOOKUP(2,AN157:BG202,11,FALSE),IF(AND(AR2=4,AD35=AO159),VLOOKUP(3,AN157:BG202,11,FALSE),IF(AND(AR2=4,AD35=AO160),VLOOKUP(4,AN157:BG202,11,FALSE),IF(AND(AR2=4,AD35=AO161),VLOOKUP(5,AN157:BG202,11,FALSE),IF(AND(AR2=4,AD35=AO162),VLOOKUP(6,AN157:BG202,11,FALSE),IF(AND(AR2=4,AD35=AO163),VLOOKUP(7,AN157:BG202,11,FALSE),IF(AND(AR2=4,AD35=AO164),VLOOKUP(8,AN157:BG202,11,FALSE),IF(AND(AR2=4,AD35=AO165),VLOOKUP(9,AN157:BG202,11,FALSE),IF(AND(AR2=4,AD35=AO166),VLOOKUP(10,AN157:BG202,11,FALSE),IF(AND(AR2=4,AD35=AO167),VLOOKUP(11,AN157:BG202,11,FALSE),IF(AND(AR2=4,AD35=AO168),VLOOKUP(12,AN157:BG202,11,FALSE),IF(AND(AR2=4,AD35=AO169),VLOOKUP(13,AN157:BG202,11,FALSE),IF(AND(AR2=4,AD35=AO170),VLOOKUP(14,AN157:BG202,11,FALSE),IF(AND(AR2=4,AD35=AO171),VLOOKUP(15,AN157:BG202,11,FALSE),IF(AND(AR2=4,AD35=AO172),VLOOKUP(16,AN157:BG202,11,FALSE),IF(AND(AR2=4,AD35=AO173),VLOOKUP(17,AN157:BG202,11,FALSE),IF(AND(AR2=4,AD35=AO174),VLOOKUP(18,AN157:BG202,11,FALSE),IF(AND(AR2=4,AD35=AO175),VLOOKUP(19,AN157:BG202,11,FALSE),IF(AND(AR2=4,AD35=AO176),VLOOKUP(20,AN157:BG202,11,FALSE),IF(AND(AR2=4,AD35=AO177),VLOOKUP(21,AN157:BG202,11,FALSE),IF(AND(AR2=4,AD35=AO178),VLOOKUP(22,AN157:BG202,11,FALSE),IF(AND(AR2=4,AD35=AO179),VLOOKUP(23,AN157:BG202,11,FALSE),IF(AND(AR2=4,AD35=AO180),VLOOKUP(24,AN157:BG202,11,FALSE),IF(AND(AR2=4,AD35=AO181),VLOOKUP(25,AN157:BG202,11,FALSE),IF(AND(AR2=4,AD35=AO182),VLOOKUP(26,AN157:BG202,11,FALSE),IF(AND(AR2=4,AD35=AO183),VLOOKUP(27,AN157:BG202,11,FALSE),IF(AND(AR2=4,AD35=AO184),VLOOKUP(28,AN157:BG202,11,FALSE),IF(AND(AR2=4,AD35=AO185),VLOOKUP(29,AN157:BG202,11,FALSE),IF(AND(AR2=4,AD35=AO186),VLOOKUP(30,AN157:BG202,11,FALSE),IF(AND(AR2=4,AD35=AO187),VLOOKUP(31,AN157:BG202,11,FALSE),IF(AND(AR2=4,AD35=AO188),VLOOKUP(32,AN157:BG202,11,FALSE),IF(AND(AR2=4,AD35=AO189),VLOOKUP(33,AN157:BG202,11,FALSE),IF(AND(AR2=4,AD35=AO190),VLOOKUP(34,AN157:BG202,11,FALSE),IF(AND(AR2=4,AD35=AO191),VLOOKUP(35,AN157:BG202,11,FALSE),IF(AND(AR2=4,AD35=AO192),VLOOKUP(36,AN157:BG202,11,FALSE),IF(AND(AR2=4,AD35=AO193),VLOOKUP(37,AN157:BG202,11,FALSE),IF(AND(AR2=4,AD35=AO194),VLOOKUP(38,AN157:BG202,11,FALSE),IF(AND(AR2=4,AD35=AO195),VLOOKUP(39,AN157:BG202,11,FALSE),IF(AND(AR2=4,AD35=AO196),VLOOKUP(40,AN157:BG202,11,FALSE),IF(AND(AR2=4,AD35=AO197),VLOOKUP(41,AN157:BG202,11,FALSE),IF(AND(AR2=4,AD35=AO198),VLOOKUP(42,AN157:BG202,11,FALSE),IF(AND(AR2=4,AD35=AO199),VLOOKUP(43,AN157:BG202,11,FALSE),IF(AND(AR2=4,AD35=AO200),VLOOKUP(44,AN157:BG202,11,FALSE),IF(AND(AR2=4,AD35=AO201),VLOOKUP(45,AN157:BG202,11,FALSE),IF(AND(AR2=4,AD35=AO202),VLOOKUP(46,AN157:BG202,11,FALSE)))))))))))))))))))))))))))))))))))))))))))))))","v":false},"cm4","Ix",{"$f":"IF(AND(AR2=5,AD35=AO126),VLOOKUP(1,AN126:BD141,12,FALSE),IF(AND(AR2=5,AD35=AO127),VLOOKUP(2,AN126:BD141,12,FALSE),IF(AND(AR2=5,AD35=AO128),VLOOKUP(3,AN126:BD141,12,FALSE),IF(AND(AR2=5,AD35=AO129),VLOOKUP(4,AN126:BD141,12,FALSE),IF(AND(AR2=5,AD35=AO130),VLOOKUP(5,AN126:BD141,12,FALSE),IF(AND(AR2=5,AD35=AO131),VLOOKUP(6,AN126:BD141,12,FALSE),IF(AND(AR2=5,AD35=AO132),VLOOKUP(7,AN126:BD141,12,FALSE),IF(AND(AR2=5,AD35=AO133),VLOOKUP(8,AN126:BD141,12,FALSE),IF(AND(AR2=5,AD35=AO134),VLOOKUP(9,AN126:BD141,12,FALSE),IF(AND(AR2=5,AD35=AO135),VLOOKUP(10,AN126:BD141,12,FALSE),IF(AND(AR2=5,AD35=AO136),VLOOKUP(11,AN126:BD141,12,FALSE),IF(AND(AR2=5,AD35=AO137),VLOOKUP(12,AN126:BD141,12,FALSE),IF(AND(AR2=5,AD35=AO138),VLOOKUP(13,AN126:BD141,12,FALSE),IF(AND(AR2=5,AD35=AO139),VLOOKUP(14,AN126:BD141,12,FALSE),IF(AND(AR2=5,AD35=AO140),VLOOKUP(15,AN126:BD141,12,FALSE),IF(AND(AR2=5,AD35=AO141),VLOOKUP(16,AN126:BD141,12,FALSE)))))))))))))))))","v":false},"cm4","Ix",{"$f":"IF(AND(AR2=6,AD35=AO218),VLOOKUP(1,AN218:BQ290,18,FALSE),IF(AND(AR2=6,AD35=AO219),VLOOKUP(2,AN218:BQ290,18,FALSE),IF(AND(AR2=6,AD35=AO220),VLOOKUP(3,AN218:BQ290,18,FALSE),IF(AND(AR2=6,AD35=AO221),VLOOKUP(4,AN218:BQ290,18,FALSE),IF(AND(AR2=6,AD35=AO222),VLOOKUP(5,AN218:BQ290,18,FALSE),IF(AND(AR2=6,AD35=AO223),VLOOKUP(6,AN218:BQ290,18,FALSE),IF(AND(AR2=6,AD35=AO224),VLOOKUP(7,AN218:BQ290,18,FALSE),IF(AND(AR2=6,AD35=AO225),VLOOKUP(8,AN218:BQ290,18,FALSE),IF(AND(AR2=6,AD35=AO226),VLOOKUP(9,AN218:BQ290,18,FALSE),IF(AND(AR2=6,AD35=AO227),VLOOKUP(10,AN218:BQ290,18,FALSE),IF(AND(AR2=6,AD35=AO228),VLOOKUP(11,AN218:BQ290,18,FALSE),IF(AND(AR2=6,AD35=AO229),VLOOKUP(12,AN218:BQ290,18,FALSE),IF(AND(AR2=6,AD35=AO230),VLOOKUP(13,AN218:BQ290,18,FALSE),IF(AND(AR2=6,AD35=AO231),VLOOKUP(14,AN218:BQ290,18,FALSE),IF(AND(AR2=6,AD35=AO232),VLOOKUP(15,AN218:BQ290,18,FALSE),IF(AND(AR2=6,AD35=AO233),VLOOKUP(16,AN218:BQ290,18,FALSE),IF(AND(AR2=6,AD35=AO234),VLOOKUP(17,AN218:BQ290,18,FALSE),IF(AND(AR2=6,AD35=AO235),VLOOKUP(18,AN218:BQ290,18,FALSE),IF(AND(AR2=6,AD35=AO236),VLOOKUP(19,AN218:BQ290,18,FALSE),IF(AND(AR2=6,AD35=AO237),VLOOKUP(20,AN218:BQ290,18,FALSE),IF(AND(AR2=6,AD35=AO238),VLOOKUP(21,AN218:BQ290,18,FALSE),IF(AND(AR2=6,AD35=AO239),VLOOKUP(22,AN218:BQ290,18,FALSE),IF(AND(AR2=6,AD35=AO240),VLOOKUP(23,AN218:BQ290,18,FALSE),IF(AND(AR2=6,AD35=AO241),VLOOKUP(24,AN218:BQ290,18,FALSE),IF(AND(AR2=6,AD35=AO242),VLOOKUP(25,AN218:BQ290,18,FALSE),IF(AND(AR2=6,AD35=AO243),VLOOKUP(26,AN218:BQ290,18,FALSE),IF(AND(AR2=6,AD35=AO244),VLOOKUP(27,AN218:BQ290,18,FALSE),IF(AND(AR2=6,AD35=AO245),VLOOKUP(28,AN218:BQ290,18,FALSE),IF(AND(AR2=6,AD35=AO246),VLOOKUP(29,AN218:BQ290,18,FALSE),IF(AND(AR2=6,AD35=AO247),VLOOKUP(30,AN218:BQ290,18,FALSE),IF(AND(AR2=6,AD35=AO248),VLOOKUP(31,AN218:BQ290,18,FALSE),IF(AND(AR2=6,AD35=AO249),VLOOKUP(32,AN218:BQ290,18,FALSE),IF(AND(AR2=6,AD35=AO250),VLOOKUP(33,AN218:BQ290,18,FALSE),IF(AND(AR2=6,AD35=AO251),VLOOKUP(34,AN218:BQ290,18,FALSE),IF(AND(AR2=6,AD35=AO252),VLOOKUP(35,AN218:BQ290,18,FALSE),IF(AND(AR2=6,AD35=AO253),VLOOKUP(36,AN218:BQ290,18,FALSE),IF(AND(AR2=6,AD35=AO254),VLOOKUP(37,AN218:BQ290,18,FALSE),IF(AND(AR2=6,AD35=AO255),VLOOKUP(38,AN218:BQ290,18,FALSE),IF(AND(AR2=6,AD35=AO256),VLOOKUP(39,AN218:BQ290,18,FALSE),IF(AND(AR2=6,AD35=AO257),VLOOKUP(40,AN218:BQ290,18,FALSE),IF(AND(AR2=6,AD35=AO258),VLOOKUP(41,AN218:BQ290,18,FALSE),IF(AND(AR2=6,AD35=AO259),VLOOKUP(42,AN218:BQ290,18,FALSE),IF(AND(AR2=6,AD35=AO260),VLOOKUP(43,AN218:BQ290,18,FALSE),IF(AND(AR2=6,AD35=AO261),VLOOKUP(44,AN218:BQ290,18,FALSE),IF(AND(AR2=6,AD35=AO262),VLOOKUP(45,AN218:BQ290,18,FALSE),IF(AND(AR2=6,AD35=AO263),VLOOKUP(46,AN218:BQ290,18,FALSE),IF(AND(AR2=6,AD35=AO264),VLOOKUP(47,AN218:BQ290,18,FALSE),IF(AND(AR2=6,AD35=AO265),VLOOKUP(48,AN218:BQ290,18,FALSE),IF(AND(AR2=6,AD35=AO266),VLOOKUP(49,AN218:BQ290,18,FALSE),IF(AND(AR2=6,AD35=AO267),VLOOKUP(50,AN218:BQ290,18,FALSE),IF(AND(AR2=6,AD35=AO268),VLOOKUP(51,AN218:BQ290,18,FALSE),IF(AND(AR2=6,AD35=AO269),VLOOKUP(52,AN218:BQ290,18,FALSE),IF(AND(AR2=6,AD35=AO270),VLOOKUP(53,AN218:BQ290,18,FALSE),IF(AND(AR2=6,AD35=AO271),VLOOKUP(54,AN218:BQ290,18,FALSE),IF(AND(AR2=6,AD35=AO272),VLOOKUP(55,AN218:BQ290,18,FALSE),IF(AND(AR2=6,AD35=AO273),VLOOKUP(56,AN218:BQ290,18,FALSE),IF(AND(AR2=6,AD35=AO274),VLOOKUP(57,AN218:BQ290,18,FALSE),IF(AND(AR2=6,AD35=AO275),VLOOKUP(58,AN218:BQ290,18,FALSE),IF(AND(AR2=6,AD35=AO276),VLOOKUP(59,AN218:BQ290,18,FALSE),IF(AND(AR2=6,AD35=AO277),VLOOKUP(60,AN218:BQ290,18,FALSE),IF(AND(AR2=6,AD35=AO278),VLOOKUP(61,AN218:BQ290,18,FALSE),IF(AND(AR2=6,AD35=AO279),VLOOKUP(62,AN218:BQ290,18,FALSE),IF(AND(AR2=6,AD35=AO280),VLOOKUP(63,AN218:BQ290,18,FALSE),IF(AND(AR2=6,AD35=AO281),VLOOKUP(64,AN218:BQ290,18,FALSE)))))))))))))))))))))))))))))))))))))))))))))))))))))))))))))))))","v":false},"cm4","Ix",{"$f":"IF(AND(AR2=7,AD35=AO308),VLOOKUP(1,AN308:BB327,10,FALSE),IF(AND(AR2=7,AD35=AO309),VLOOKUP(2,AN308:BB327,10,FALSE),IF(AND(AR2=7,AD35=AO310),VLOOKUP(3,AN308:BB327,10,FALSE),IF(AND(AR2=7,AD35=AO311),VLOOKUP(4,AN308:BB327,10,FALSE),IF(AND(AR2=7,AD35=AO312),VLOOKUP(5,AN308:BB327,10,FALSE),IF(AND(AR2=7,AD35=AO313),VLOOKUP(6,AN308:BB327,10,FALSE),IF(AND(AR2=7,AD35=AO314),VLOOKUP(7,AN308:BB327,10,FALSE),IF(AND(AR2=7,AD35=AO315),VLOOKUP(8,AN308:BB327,10,FALSE),IF(AND(AR2=7,AD35=AO316),VLOOKUP(9,AN308:BB327,10,FALSE),IF(AND(AR2=7,AD35=AO317),VLOOKUP(10,AN308:BB327,10,FALSE),IF(AND(AR2=7,AD35=AO318),VLOOKUP(11,AN308:BB327,10,FALSE),IF(AND(AR2=7,AD35=AO319),VLOOKUP(12,AN308:BB327,10,FALSE),IF(AND(AR2=7,AD35=AO320),VLOOKUP(13,AN308:BB327,10,FALSE),IF(AND(AR2=7,AD35=AO321),VLOOKUP(14,AN308:BB327,10,FALSE),IF(AND(AR2=7,AD35=AO322),VLOOKUP(15,AN308:BB327,10,FALSE),IF(AND(AR2=7,AD35=AO323),VLOOKUP(16,AN308:BB327,10,FALSE),IF(AND(AR2=7,AD35=AO324),VLOOKUP(17,AN308:BB327,10,FALSE),IF(AND(AR2=7,AD35=AO325),VLOOKUP(18,AN308:BB327,10,FALSE),IF(AND(AR2=7,AD35=AO326),VLOOKUP(19,AN308:BB327,10,FALSE),IF(AND(AR2=7,AD35=AO327),VLOOKUP(20,AN308:BB327,10,FALSE)))))))))))))))))))))","v":false},"cm4","Ix",{"$f":"IF(AND(AR2=8,AD35=AO1062),VLOOKUP(1,AN1062:BG1074,11,FALSE),IF(AND(AR2=8,AD35=AO1063),VLOOKUP(2,AN1062:BG1074,11,FALSE),IF(AND(AR2=8,AD35=AO1064),VLOOKUP(3,AN1062:BG1074,11,FALSE),IF(AND(AR2=8,AD35=AO1065),VLOOKUP(4,AN1062:BG1074,11,FALSE),IF(AND(AR2=8,AD35=AO1066),VLOOKUP(5,AN1062:BG1074,11,FALSE),IF(AND(AR2=8,AD35=AO1067),VLOOKUP(6,AN1062:BG1074,11,FALSE),IF(AND(AR2=8,AD35=AO1068),VLOOKUP(7,AN1062:BG1074,11,FALSE),IF(AND(AR2=8,AD35=AO1069),VLOOKUP(8,AN1062:BG1074,11,FALSE),IF(AND(AR2=8,AD35=AO1070),VLOOKUP(9,AN1062:BG1074,11,FALSE),IF(AND(AR2=8,AD35=AO1071),VLOOKUP(10,AN1062:BG1074,11,FALSE),IF(AND(AR2=8,AD35=AO1072),VLOOKUP(11,AN1062:BG1074,11,FALSE),IF(AND(AR2=8,AD35=AO1073),VLOOKUP(12,AN1062:BG1074,11,FALSE),IF(AND(AR2=8,AD35=AO1074),VLOOKUP(13,AN1062:BG1074,11,FALSE))))))))))))))","v":false},"cm4"]
[null,null,null,null,null,null,null,null,null,null,null,null,null,null,null,null,null,null,null,null,null,null,null,null,null,null,null,null,null,null,null,null,null,null,null,null,null,null,null,null,null,null,null,"Iy",{"$f":"IF(AND(AR2=1,AD35=AO342),VLOOKUP(1,AN342:BC386,10,FALSE),IF(AND(AR2=1,AD35=AO343),VLOOKUP(2,AN342:BC386,10,FALSE),IF(AND(AR2=1,AD35=AO344),VLOOKUP(3,AN342:BC386,10,FALSE),IF(AND(AR2=1,AD35=AO345),VLOOKUP(4,AN342:BC386,10,FALSE),IF(AND(AR2=1,AD35=AO346),VLOOKUP(5,AN342:BC386,10,FALSE),IF(AND(AR2=1,AD35=AO347),VLOOKUP(6,AN342:BC386,10,FALSE),IF(AND(AR2=1,AD35=AO348),VLOOKUP(7,AN342:BC386,10,FALSE),IF(AND(AR2=1,AD35=AO349),VLOOKUP(8,AN342:BC386,10,FALSE),IF(AND(AR2=1,AD35=AO350),VLOOKUP(9,AN342:BC386,10,FALSE),IF(AND(AR2=1,AD35=AO351),VLOOKUP(10,AN342:BC386,10,FALSE),IF(AND(AR2=1,AD35=AO352),VLOOKUP(11,AN342:BC386,10,FALSE),IF(AND(AR2=1,AD35=AO353),VLOOKUP(12,AN342:BC386,10,FALSE),IF(AND(AR2=1,AD35=AO354),VLOOKUP(13,AN342:BC386,10,FALSE),IF(AND(AR2=1,AD35=AO355),VLOOKUP(14,AN342:BC386,10,FALSE),IF(AND(AR2=1,AD35=AO356),VLOOKUP(15,AN342:BC386,10,FALSE),IF(AND(AR2=1,AD35=AO357),VLOOKUP(16,AN342:BC386,10,FALSE),IF(AND(AR2=1,AD35=AO358),VLOOKUP(17,AN342:BC386,10,FALSE),IF(AND(AR2=1,AD35=AO359),VLOOKUP(18,AN342:BC386,10,FALSE),IF(AND(AR2=1,AD35=AO360),VLOOKUP(19,AN342:BC386,10,FALSE),IF(AND(AR2=1,AD35=AO361),VLOOKUP(20,AN342:BC386,10,FALSE),IF(AND(AR2=1,AD35=AO362),VLOOKUP(21,AN342:BC386,10,FALSE),IF(AND(AR2=1,AD35=AO363),VLOOKUP(22,AN342:BC386,10,FALSE),IF(AND(AR2=1,AD35=AO364),VLOOKUP(23,AN342:BC386,10,FALSE),IF(AND(AR2=1,AD35=AO365),VLOOKUP(24,AN342:BC386,10,FALSE),IF(AND(AR2=1,AD35=AO366),VLOOKUP(25,AN342:BC386,10,FALSE),IF(AND(AR2=1,AD35=AO367),VLOOKUP(26,AN342:BC386,10,FALSE),IF(AND(AR2=1,AD35=AO368),VLOOKUP(27,AN342:BC386,10,FALSE),IF(AND(AR2=1,AD35=AO369),VLOOKUP(28,AN342:BC386,10,FALSE),IF(AND(AR2=1,AD35=AO370),VLOOKUP(29,AN342:BC386,10,FALSE),IF(AND(AR2=1,AD35=AO371),VLOOKUP(30,AN342:BC386,10,FALSE),IF(AND(AR2=1,AD35=AO372),VLOOKUP(31,AN342:BC386,10,FALSE),IF(AND(AR2=1,AD35=AO373),VLOOKUP(32,AN342:BC386,10,FALSE),IF(AND(AR2=1,AD35=AO374),VLOOKUP(33,AN342:BC386,10,FALSE),IF(AND(AR2=1,AD35=AO375),VLOOKUP(34,AN342:BC386,10,FALSE),IF(AND(AR2=1,AD35=AO376),VLOOKUP(35,AN342:BC386,10,FALSE),IF(AND(AR2=1,AD35=AO377),VLOOKUP(36,AN342:BC386,10,FALSE),IF(AND(AR2=1,AD35=AO378),VLOOKUP(37,AN342:BC386,10,FALSE),IF(AND(AR2=1,AD35=AO379),VLOOKUP(38,AN342:BC386,10,FALSE),IF(AND(AR2=1,AD35=AO380),VLOOKUP(39,AN342:BC386,10,FALSE),IF(AND(AR2=1,AD35=AO381),VLOOKUP(40,AN342:BC386,10,FALSE),IF(AND(AR2=1,AD35=AO382),VLOOKUP(41,AN342:BC386,10,FALSE),IF(AND(AR2=1,AD35=AO383),VLOOKUP(42,AN342:BC386,10,FALSE),IF(AND(AR2=1,AD35=AO384),VLOOKUP(43,AN342:BC386,10,FALSE),IF(AND(AR2=1,AD35=AO385),VLOOKUP(44,AN342:BC386,10,FALSE),IF(AND(AR2=1,AD35=AO386),VLOOKUP(45,AN342:BC386,10,FALSE))))))))))))))))))))))))))))))))))))))))))))))","v":53.8},"cm4","Iy",{"$f":"IF(AND(AR2=2,AD35=AO443),VLOOKUP(1,AN443:AW474,8,FALSE),IF(AND(AR2=2,AD35=AO444),VLOOKUP(2,AN443:AW474,8,FALSE),IF(AND(AR2=2,AD35=AO445),VLOOKUP(3,AN443:AW474,8,FALSE),IF(AND(AR2=2,AD35=AO446),VLOOKUP(4,AN443:AW474,8,FALSE),IF(AND(AR2=2,AD35=AO447),VLOOKUP(5,AN443:AW474,8,FALSE),IF(AND(AR2=2,AD35=AO448),VLOOKUP(6,AN443:AW474,8,FALSE),IF(AND(AR2=2,AD35=AO449),VLOOKUP(7,AN443:AW474,8,FALSE),IF(AND(AR2=2,AD35=AO450),VLOOKUP(8,AN443:AW474,8,FALSE),IF(AND(AR2=2,AD35=AO451),VLOOKUP(9,AN443:AW474,8,FALSE),IF(AND(AR2=2,AD35=AO452),VLOOKUP(10,AN443:AW474,8,FALSE),IF(AND(AR2=2,AD35=AO453),VLOOKUP(11,AN443:AW474,8,FALSE),IF(AND(AR2=2,AD35=AO454),VLOOKUP(12,AN443:AW474,8,FALSE),IF(AND(AR2=2,AD35=AO455),VLOOKUP(13,AN443:AW474,8,FALSE),IF(AND(AR2=2,AD35=AO456),VLOOKUP(14,AN443:AW474,8,FALSE),IF(AND(AR2=2,AD35=AO457),VLOOKUP(15,AN443:AW474,8,FALSE),IF(AND(AR2=2,AD35=AO458),VLOOKUP(16,AN443:AW474,8,FALSE),IF(AND(AR2=2,AD35=AO459),VLOOKUP(17,AN443:AW474,8,FALSE),IF(AND(AR2=2,AD35=AO460),VLOOKUP(18,AN443:AW474,8,FALSE),IF(AND(AR2=2,AD35=AO461),VLOOKUP(19,AN443:AW474,8,FALSE),IF(AND(AR2=2,AD35=AO462),VLOOKUP(20,AN443:AW474,8,FALSE),IF(AND(AR2=2,AD35=AO463),VLOOKUP(21,AN443:AW474,8,FALSE),IF(AND(AR2=2,AD35=AO464),VLOOKUP(22,AN443:AW474,8,FALSE),IF(AND(AR2=2,AD35=AO465),VLOOKUP(23,AN443:AW474,8,FALSE),IF(AND(AR2=2,AD35=AO466),VLOOKUP(24,AN443:AW474,8,FALSE),IF(AND(AR2=2,AD35=AO467),VLOOKUP(25,AN443:AW474,8,FALSE),IF(AND(AR2=2,AD35=AO468),VLOOKUP(26,AN443:AW474,8,FALSE),IF(AND(AR2=2,AD35=AO469),VLOOKUP(27,AN443:AW474,8,FALSE),IF(AND(AR2=2,AD35=AO470),VLOOKUP(28,AN443:AW474,8,FALSE),IF(AND(AR2=2,AD35=AO471),VLOOKUP(29,AN443:AW474,8,FALSE),IF(AND(AR2=2,AD35=AO472),VLOOKUP(30,AN443:AW474,8,FALSE),IF(AND(AR2=2,AD35=AO473),VLOOKUP(31,AN443:AW474,8,FALSE),IF(AND(AR2=2,AD35=AO474),VLOOKUP(32,AN443:AW474,8,FALSE)))))))))))))))))))))))))))))))))","v":false},"cm4","Iy",{"$f":"IF(AND(AR2=3,AD35=AO402),VLOOKUP(1,AN402:AZ427,9,FALSE),IF(AND(AR2=3,AD35=AO403),VLOOKUP(2,AN402:AZ427,9,FALSE),IF(AND(AR2=3,AD35=AO404),VLOOKUP(3,AN402:AZ427,9,FALSE),IF(AND(AR2=3,AD35=AO405),VLOOKUP(4,AN402:AZ427,9,FALSE),IF(AND(AR2=3,AD35=AO406),VLOOKUP(5,AN402:AZ427,9,FALSE),IF(AND(AR2=3,AD35=AO407),VLOOKUP(6,AN402:AZ427,9,FALSE),IF(AND(AR2=3,AD35=AO408),VLOOKUP(7,AN402:AZ427,9,FALSE),IF(AND(AR2=3,AD35=AO409),VLOOKUP(8,AN402:AZ427,9,FALSE),IF(AND(AR2=3,AD35=AO410),VLOOKUP(9,AN402:AZ427,9,FALSE),IF(AND(AR2=3,AD35=AO411),VLOOKUP(10,AN402:AZ427,9,FALSE),IF(AND(AR2=3,AD35=AO412),VLOOKUP(11,AN402:AZ427,9,FALSE),IF(AND(AR2=3,AD35=AO413),VLOOKUP(12,AN402:AZ427,9,FALSE),IF(AND(AR2=3,AD35=AO414),VLOOKUP(13,AN402:AZ427,9,FALSE),IF(AND(AR2=3,AD35=AO415),VLOOKUP(14,AN402:AZ427,9,FALSE),IF(AND(AR2=3,AD35=AO416),VLOOKUP(15,AN402:AZ427,9,FALSE),IF(AND(AR2=3,AD35=AO417),VLOOKUP(16,AN402:AZ427,9,FALSE),IF(AND(AR2=3,AD35=AO418),VLOOKUP(17,AN402:AZ427,9,FALSE),IF(AND(AR2=3,AD35=AO419),VLOOKUP(18,AN402:AZ427,9,FALSE),IF(AND(AR2=3,AD35=AO420),VLOOKUP(19,AN402:AZ427,9,FALSE),IF(AND(AR2=3,AD35=AO421),VLOOKUP(20,AN402:AZ427,9,FALSE),IF(AND(AR2=3,AD35=AO422),VLOOKUP(21,AN402:AZ427,9,FALSE),IF(AND(AR2=3,AD35=AO423),VLOOKUP(22,AN402:AZ427,9,FALSE),IF(AND(AR2=3,AD35=AO424),VLOOKUP(23,AN402:AZ427,9,FALSE),IF(AND(AR2=3,AD35=AO425),VLOOKUP(24,AN402:AZ427,9,FALSE),IF(AND(AR2=3,AD35=AO426),VLOOKUP(25,AN402:AZ427,9,FALSE),IF(AND(AR2=3,AD35=AO427),VLOOKUP(26,AN402:AZ427,9,FALSE)))))))))))))))))))))))))))","v":false},"cm4","Iy",{"$f":"BB27","v":false},"cm4","Iy",{"$f":"IF(AND(AR2=5,AD35=AO126),VLOOKUP(1,AN126:BD141,13,FALSE),IF(AND(AR2=5,AD35=AO127),VLOOKUP(2,AN126:BD141,13,FALSE),IF(AND(AR2=5,AD35=AO128),VLOOKUP(3,AN126:BD141,13,FALSE),IF(AND(AR2=5,AD35=AO129),VLOOKUP(4,AN126:BD141,13,FALSE),IF(AND(AR2=5,AD35=AO130),VLOOKUP(5,AN126:BD141,13,FALSE),IF(AND(AR2=5,AD35=AO131),VLOOKUP(6,AN126:BD141,13,FALSE),IF(AND(AR2=5,AD35=AO132),VLOOKUP(7,AN126:BD141,13,FALSE),IF(AND(AR2=5,AD35=AO133),VLOOKUP(8,AN126:BD141,13,FALSE),IF(AND(AR2=5,AD35=AO134),VLOOKUP(9,AN126:BD141,13,FALSE),IF(AND(AR2=5,AD35=AO135),VLOOKUP(10,AN126:BD141,13,FALSE),IF(AND(AR2=5,AD35=AO136),VLOOKUP(11,AN126:BD141,13,FALSE),IF(AND(AR2=5,AD35=AO137),VLOOKUP(12,AN126:BD141,13,FALSE),IF(AND(AR2=5,AD35=AO138),VLOOKUP(13,AN126:BD141,13,FALSE),IF(AND(AR2=5,AD35=AO139),VLOOKUP(14,AN126:BD141,13,FALSE),IF(AND(AR2=5,AD35=AO140),VLOOKUP(15,AN126:BD141,13,FALSE),IF(AND(AR2=5,AD35=AO141),VLOOKUP(16,AN126:BD141,13,FALSE)))))))))))))))))","v":false},"cm4","Iy",{"$f":"IF(AND(AR2=6,AD35=AO218),VLOOKUP(1,AN218:BQ290,20,FALSE),IF(AND(AR2=6,AD35=AO219),VLOOKUP(2,AN218:BQ290,20,FALSE),IF(AND(AR2=6,AD35=AO220),VLOOKUP(3,AN218:BQ290,20,FALSE),IF(AND(AR2=6,AD35=AO221),VLOOKUP(4,AN218:BQ290,20,FALSE),IF(AND(AR2=6,AD35=AO222),VLOOKUP(5,AN218:BQ290,20,FALSE),IF(AND(AR2=6,AD35=AO223),VLOOKUP(6,AN218:BQ290,20,FALSE),IF(AND(AR2=6,AD35=AO224),VLOOKUP(7,AN218:BQ290,20,FALSE),IF(AND(AR2=6,AD35=AO225),VLOOKUP(8,AN218:BQ290,20,FALSE),IF(AND(AR2=6,AD35=AO226),VLOOKUP(9,AN218:BQ290,20,FALSE),IF(AND(AR2=6,AD35=AO227),VLOOKUP(10,AN218:BQ290,20,FALSE),IF(AND(AR2=6,AD35=AO228),VLOOKUP(11,AN218:BQ290,20,FALSE),IF(AND(AR2=6,AD35=AO229),VLOOKUP(12,AN218:BQ290,20,FALSE),IF(AND(AR2=6,AD35=AO230),VLOOKUP(13,AN218:BQ290,20,FALSE),IF(AND(AR2=6,AD35=AO231),VLOOKUP(14,AN218:BQ290,20,FALSE),IF(AND(AR2=6,AD35=AO232),VLOOKUP(15,AN218:BQ290,20,FALSE),IF(AND(AR2=6,AD35=AO233),VLOOKUP(16,AN218:BQ290,20,FALSE),IF(AND(AR2=6,AD35=AO234),VLOOKUP(17,AN218:BQ290,20,FALSE),IF(AND(AR2=6,AD35=AO235),VLOOKUP(18,AN218:BQ290,20,FALSE),IF(AND(AR2=6,AD35=AO236),VLOOKUP(19,AN218:BQ290,20,FALSE),IF(AND(AR2=6,AD35=AO237),VLOOKUP(20,AN218:BQ290,20,FALSE),IF(AND(AR2=6,AD35=AO238),VLOOKUP(21,AN218:BQ290,20,FALSE),IF(AND(AR2=6,AD35=AO239),VLOOKUP(22,AN218:BQ290,20,FALSE),IF(AND(AR2=6,AD35=AO240),VLOOKUP(23,AN218:BQ290,20,FALSE),IF(AND(AR2=6,AD35=AO241),VLOOKUP(24,AN218:BQ290,20,FALSE),IF(AND(AR2=6,AD35=AO242),VLOOKUP(25,AN218:BQ290,20,FALSE),IF(AND(AR2=6,AD35=AO243),VLOOKUP(26,AN218:BQ290,20,FALSE),IF(AND(AR2=6,AD35=AO244),VLOOKUP(27,AN218:BQ290,20,FALSE),IF(AND(AR2=6,AD35=AO245),VLOOKUP(28,AN218:BQ290,20,FALSE),IF(AND(AR2=6,AD35=AO246),VLOOKUP(29,AN218:BQ290,20,FALSE),IF(AND(AR2=6,AD35=AO247),VLOOKUP(30,AN218:BQ290,20,FALSE),IF(AND(AR2=6,AD35=AO248),VLOOKUP(31,AN218:BQ290,20,FALSE),IF(AND(AR2=6,AD35=AO249),VLOOKUP(32,AN218:BQ290,20,FALSE),IF(AND(AR2=6,AD35=AO250),VLOOKUP(33,AN218:BQ290,20,FALSE),IF(AND(AR2=6,AD35=AO251),VLOOKUP(34,AN218:BQ290,20,FALSE),IF(AND(AR2=6,AD35=AO252),VLOOKUP(35,AN218:BQ290,20,FALSE),IF(AND(AR2=6,AD35=AO253),VLOOKUP(36,AN218:BQ290,20,FALSE),IF(AND(AR2=6,AD35=AO254),VLOOKUP(37,AN218:BQ290,20,FALSE),IF(AND(AR2=6,AD35=AO255),VLOOKUP(38,AN218:BQ290,20,FALSE),IF(AND(AR2=6,AD35=AO256),VLOOKUP(39,AN218:BQ290,20,FALSE),IF(AND(AR2=6,AD35=AO257),VLOOKUP(40,AN218:BQ290,20,FALSE),IF(AND(AR2=6,AD35=AO258),VLOOKUP(41,AN218:BQ290,20,FALSE),IF(AND(AR2=6,AD35=AO259),VLOOKUP(42,AN218:BQ290,20,FALSE),IF(AND(AR2=6,AD35=AO260),VLOOKUP(43,AN218:BQ290,20,FALSE),IF(AND(AR2=6,AD35=AO261),VLOOKUP(44,AN218:BQ290,20,FALSE),IF(AND(AR2=6,AD35=AO262),VLOOKUP(45,AN218:BQ290,20,FALSE),IF(AND(AR2=6,AD35=AO263),VLOOKUP(46,AN218:BQ290,20,FALSE),IF(AND(AR2=6,AD35=AO264),VLOOKUP(47,AN218:BQ290,20,FALSE),IF(AND(AR2=6,AD35=AO265),VLOOKUP(48,AN218:BQ290,20,FALSE),IF(AND(AR2=6,AD35=AO266),VLOOKUP(49,AN218:BQ290,20,FALSE),IF(AND(AR2=6,AD35=AO267),VLOOKUP(50,AN218:BQ290,20,FALSE),IF(AND(AR2=6,AD35=AO268),VLOOKUP(51,AN218:BQ290,20,FALSE),IF(AND(AR2=6,AD35=AO269),VLOOKUP(52,AN218:BQ290,20,FALSE),IF(AND(AR2=6,AD35=AO270),VLOOKUP(53,AN218:BQ290,20,FALSE),IF(AND(AR2=6,AD35=AO271),VLOOKUP(54,AN218:BQ290,20,FALSE),IF(AND(AR2=6,AD35=AO272),VLOOKUP(55,AN218:BQ290,20,FALSE),IF(AND(AR2=6,AD35=AO273),VLOOKUP(56,AN218:BQ290,20,FALSE),IF(AND(AR2=6,AD35=AO274),VLOOKUP(57,AN218:BQ290,20,FALSE),IF(AND(AR2=6,AD35=AO275),VLOOKUP(58,AN218:BQ290,20,FALSE),IF(AND(AR2=6,AD35=AO276),VLOOKUP(59,AN218:BQ290,20,FALSE),IF(AND(AR2=6,AD35=AO277),VLOOKUP(60,AN218:BQ290,20,FALSE),IF(AND(AR2=6,AD35=AO278),VLOOKUP(61,AN218:BQ290,20,FALSE),IF(AND(AR2=6,AD35=AO279),VLOOKUP(62,AN218:BQ290,20,FALSE),IF(AND(AR2=6,AD35=AO280),VLOOKUP(63,AN218:BQ290,20,FALSE),IF(AND(AR2=6,AD35=AO281),VLOOKUP(64,AN218:BQ290,20,FALSE)))))))))))))))))))))))))))))))))))))))))))))))))))))))))))))))))","v":false},"cm4","Iy",{"$f":"IF(AND(AR2=7,AD35=AO308),VLOOKUP(1,AN308:BB327,11,FALSE),IF(AND(AR2=7,AD35=AO309),VLOOKUP(2,AN308:BB327,11,FALSE),IF(AND(AR2=7,AD35=AO310),VLOOKUP(3,AN308:BB327,11,FALSE),IF(AND(AR2=7,AD35=AO311),VLOOKUP(4,AN308:BB327,11,FALSE),IF(AND(AR2=7,AD35=AO312),VLOOKUP(5,AN308:BB327,11,FALSE),IF(AND(AR2=7,AD35=AO313),VLOOKUP(6,AN308:BB327,11,FALSE),IF(AND(AR2=7,AD35=AO314),VLOOKUP(7,AN308:BB327,11,FALSE),IF(AND(AR2=7,AD35=AO315),VLOOKUP(8,AN308:BB327,11,FALSE),IF(AND(AR2=7,AD35=AO316),VLOOKUP(9,AN308:BB327,11,FALSE),IF(AND(AR2=7,AD35=AO317),VLOOKUP(10,AN308:BB327,11,FALSE),IF(AND(AR2=7,AD35=AO318),VLOOKUP(11,AN308:BB327,11,FALSE),IF(AND(AR2=7,AD35=AO319),VLOOKUP(12,AN308:BB327,11,FALSE),IF(AND(AR2=7,AD35=AO320),VLOOKUP(13,AN308:BB327,11,FALSE),IF(AND(AR2=7,AD35=AO321),VLOOKUP(14,AN308:BB327,11,FALSE),IF(AND(AR2=7,AD35=AO322),VLOOKUP(15,AN308:BB327,11,FALSE),IF(AND(AR2=7,AD35=AO323),VLOOKUP(16,AN308:BB327,11,FALSE),IF(AND(AR2=7,AD35=AO324),VLOOKUP(17,AN308:BB327,11,FALSE),IF(AND(AR2=7,AD35=AO325),VLOOKUP(18,AN308:BB327,11,FALSE),IF(AND(AR2=7,AD35=AO326),VLOOKUP(19,AN308:BB327,11,FALSE),IF(AND(AR2=7,AD35=AO327),VLOOKUP(20,AN308:BB327,11,FALSE)))))))))))))))))))))","v":false},"cm4","Iy",{"$f":"IF(AND(AR2=8,AD35=AO1062),VLOOKUP(1,AN1062:BG1074,12,FALSE),IF(AND(AR2=8,AD35=AO1063),VLOOKUP(2,AN1062:BG1074,12,FALSE),IF(AND(AR2=8,AD35=AO1064),VLOOKUP(3,AN1062:BG1074,12,FALSE),IF(AND(AR2=8,AD35=AO1065),VLOOKUP(4,AN1062:BG1074,12,FALSE),IF(AND(AR2=8,AD35=AO1066),VLOOKUP(5,AN1062:BG1074,12,FALSE),IF(AND(AR2=8,AD35=AO1067),VLOOKUP(6,AN1062:BG1074,12,FALSE),IF(AND(AR2=8,AD35=AO1068),VLOOKUP(7,AN1062:BG1074,12,FALSE),IF(AND(AR2=8,AD35=AO1069),VLOOKUP(8,AN1062:BG1074,12,FALSE),IF(AND(AR2=8,AD35=AO1070),VLOOKUP(9,AN1062:BG1074,12,FALSE),IF(AND(AR2=8,AD35=AO1071),VLOOKUP(10,AN1062:BG1074,12,FALSE),IF(AND(AR2=8,AD35=AO1072),VLOOKUP(11,AN1062:BG1074,12,FALSE),IF(AND(AR2=8,AD35=AO1073),VLOOKUP(12,AN1062:BG1074,12,FALSE),IF(AND(AR2=8,AD35=AO1074),VLOOKUP(13,AN1062:BG1074,12,FALSE))))))))))))))","v":false},"cm4"]
[null,null,null,null,null,null,null,null,null,null,null,null,null,null,null,null,null,null,null,null,null,null,null,null,null,null,null,null,null,null,null,null,null,null,null,null,null,null,null,null,null,null,null,"Zx",{"$f":"IF(AND(AR2=1,AD35=AO342),VLOOKUP(1,AN342:BC386,13,FALSE),IF(AND(AR2=1,AD35=AO343),VLOOKUP(2,AN342:BC386,13,FALSE),IF(AND(AR2=1,AD35=AO344),VLOOKUP(3,AN342:BC386,13,FALSE),IF(AND(AR2=1,AD35=AO345),VLOOKUP(4,AN342:BC386,13,FALSE),IF(AND(AR2=1,AD35=AO346),VLOOKUP(5,AN342:BC386,13,FALSE),IF(AND(AR2=1,AD35=AO347),VLOOKUP(6,AN342:BC386,13,FALSE),IF(AND(AR2=1,AD35=AO348),VLOOKUP(7,AN342:BC386,13,FALSE),IF(AND(AR2=1,AD35=AO349),VLOOKUP(8,AN342:BC386,13,FALSE),IF(AND(AR2=1,AD35=AO350),VLOOKUP(9,AN342:BC386,13,FALSE),IF(AND(AR2=1,AD35=AO351),VLOOKUP(10,AN342:BC386,13,FALSE),IF(AND(AR2=1,AD35=AO352),VLOOKUP(11,AN342:BC386,13,FALSE),IF(AND(AR2=1,AD35=AO353),VLOOKUP(12,AN342:BC386,13,FALSE),IF(AND(AR2=1,AD35=AO354),VLOOKUP(13,AN342:BC386,13,FALSE),IF(AND(AR2=1,AD35=AO355),VLOOKUP(14,AN342:BC386,13,FALSE),IF(AND(AR2=1,AD35=AO356),VLOOKUP(15,AN342:BC386,13,FALSE),IF(AND(AR2=1,AD35=AO357),VLOOKUP(16,AN342:BC386,13,FALSE),IF(AND(AR2=1,AD35=AO358),VLOOKUP(17,AN342:BC386,13,FALSE),IF(AND(AR2=1,AD35=AO359),VLOOKUP(18,AN342:BC386,13,FALSE),IF(AND(AR2=1,AD35=AO360),VLOOKUP(19,AN342:BC386,13,FALSE),IF(AND(AR2=1,AD35=AO361),VLOOKUP(20,AN342:BC386,13,FALSE),IF(AND(AR2=1,AD35=AO362),VLOOKUP(21,AN342:BC386,13,FALSE),IF(AND(AR2=1,AD35=AO363),VLOOKUP(22,AN342:BC386,13,FALSE),IF(AND(AR2=1,AD35=AO364),VLOOKUP(23,AN342:BC386,13,FALSE),IF(AND(AR2=1,AD35=AO365),VLOOKUP(24,AN342:BC386,13,FALSE),IF(AND(AR2=1,AD35=AO366),VLOOKUP(25,AN342:BC386,13,FALSE),IF(AND(AR2=1,AD35=AO367),VLOOKUP(26,AN342:BC386,13,FALSE),IF(AND(AR2=1,AD35=AO368),VLOOKUP(27,AN342:BC386,13,FALSE),IF(AND(AR2=1,AD35=AO369),VLOOKUP(28,AN342:BC386,13,FALSE),IF(AND(AR2=1,AD35=AO370),VLOOKUP(29,AN342:BC386,13,FALSE),IF(AND(AR2=1,AD35=AO371),VLOOKUP(30,AN342:BC386,13,FALSE),IF(AND(AR2=1,AD35=AO372),VLOOKUP(31,AN342:BC386,13,FALSE),IF(AND(AR2=1,AD35=AO373),VLOOKUP(32,AN342:BC386,13,FALSE),IF(AND(AR2=1,AD35=AO374),VLOOKUP(33,AN342:BC386,13,FALSE),IF(AND(AR2=1,AD35=AO375),VLOOKUP(34,AN342:BC386,13,FALSE),IF(AND(AR2=1,AD35=AO376),VLOOKUP(35,AN342:BC386,13,FALSE),IF(AND(AR2=1,AD35=AO377),VLOOKUP(36,AN342:BC386,13,FALSE),IF(AND(AR2=1,AD35=AO378),VLOOKUP(37,AN342:BC386,13,FALSE),IF(AND(AR2=1,AD35=AO379),VLOOKUP(38,AN342:BC386,13,FALSE),IF(AND(AR2=1,AD35=AO380),VLOOKUP(39,AN342:BC386,13,FALSE),IF(AND(AR2=1,AD35=AO381),VLOOKUP(40,AN342:BC386,13,FALSE),IF(AND(AR2=1,AD35=AO382),VLOOKUP(41,AN342:BC386,13,FALSE),IF(AND(AR2=1,AD35=AO383),VLOOKUP(42,AN342:BC386,13,FALSE),IF(AND(AR2=1,AD35=AO384),VLOOKUP(43,AN342:BC386,13,FALSE),IF(AND(AR2=1,AD35=AO385),VLOOKUP(44,AN342:BC386,13,FALSE),IF(AND(AR2=1,AD35=AO386),VLOOKUP(45,AN342:BC386,13,FALSE))))))))))))))))))))))))))))))))))))))))))))))","v":44.3},"cm3","Zx",{"$f":"IF(AND(AR2=2,AD35=AO443),VLOOKUP(1,AN443:AW474,9,FALSE),IF(AND(AR2=2,AD35=AO444),VLOOKUP(2,AN443:AW474,9,FALSE),IF(AND(AR2=2,AD35=AO445),VLOOKUP(3,AN443:AW474,9,FALSE),IF(AND(AR2=2,AD35=AO446),VLOOKUP(4,AN443:AW474,9,FALSE),IF(AND(AR2=2,AD35=AO447),VLOOKUP(5,AN443:AW474,9,FALSE),IF(AND(AR2=2,AD35=AO448),VLOOKUP(6,AN443:AW474,9,FALSE),IF(AND(AR2=2,AD35=AO449),VLOOKUP(7,AN443:AW474,9,FALSE),IF(AND(AR2=2,AD35=AO450),VLOOKUP(8,AN443:AW474,9,FALSE),IF(AND(AR2=2,AD35=AO451),VLOOKUP(9,AN443:AW474,9,FALSE),IF(AND(AR2=2,AD35=AO452),VLOOKUP(10,AN443:AW474,9,FALSE),IF(AND(AR2=2,AD35=AO453),VLOOKUP(11,AN443:AW474,9,FALSE),IF(AND(AR2=2,AD35=AO454),VLOOKUP(12,AN443:AW474,9,FALSE),IF(AND(AR2=2,AD35=AO455),VLOOKUP(13,AN443:AW474,9,FALSE),IF(AND(AR2=2,AD35=AO456),VLOOKUP(14,AN443:AW474,9,FALSE),IF(AND(AR2=2,AD35=AO457),VLOOKUP(15,AN443:AW474,9,FALSE),IF(AND(AR2=2,AD35=AO458),VLOOKUP(16,AN443:AW474,9,FALSE),IF(AND(AR2=2,AD35=AO459),VLOOKUP(17,AN443:AW474,9,FALSE),IF(AND(AR2=2,AD35=AO460),VLOOKUP(18,AN443:AW474,9,FALSE),IF(AND(AR2=2,AD35=AO461),VLOOKUP(19,AN443:AW474,9,FALSE),IF(AND(AR2=2,AD35=AO462),VLOOKUP(20,AN443:AW474,9,FALSE),IF(AND(AR2=2,AD35=AO463),VLOOKUP(21,AN443:AW474,9,FALSE),IF(AND(AR2=2,AD35=AO464),VLOOKUP(22,AN443:AW474,9,FALSE),IF(AND(AR2=2,AD35=AO465),VLOOKUP(23,AN443:AW474,9,FALSE),IF(AND(AR2=2,AD35=AO466),VLOOKUP(24,AN443:AW474,9,FALSE),IF(AND(AR2=2,AD35=AO467),VLOOKUP(25,AN443:AW474,9,FALSE),IF(AND(AR2=2,AD35=AO468),VLOOKUP(26,AN443:AW474,9,FALSE),IF(AND(AR2=2,AD35=AO469),VLOOKUP(27,AN443:AW474,9,FALSE),IF(AND(AR2=2,AD35=AO470),VLOOKUP(28,AN443:AW474,9,FALSE),IF(AND(AR2=2,AD35=AO471),VLOOKUP(29,AN443:AW474,9,FALSE),IF(AND(AR2=2,AD35=AO472),VLOOKUP(30,AN443:AW474,9,FALSE),IF(AND(AR2=2,AD35=AO473),VLOOKUP(31,AN443:AW474,9,FALSE),IF(AND(AR2=2,AD35=AO474),VLOOKUP(32,AN443:AW474,9,FALSE)))))))))))))))))))))))))))))))))","v":false},"cm3","Zx",{"$f":"IF(AND(AR2=3,AD35=AO402),VLOOKUP(1,AN402:AZ427,10,FALSE),IF(AND(AR2=3,AD35=AO403),VLOOKUP(2,AN402:AZ427,10,FALSE),IF(AND(AR2=3,AD35=AO404),VLOOKUP(3,AN402:AZ427,10,FALSE),IF(AND(AR2=3,AD35=AO405),VLOOKUP(4,AN402:AZ427,10,FALSE),IF(AND(AR2=3,AD35=AO406),VLOOKUP(5,AN402:AZ427,10,FALSE),IF(AND(AR2=3,AD35=AO407),VLOOKUP(6,AN402:AZ427,10,FALSE),IF(AND(AR2=3,AD35=AO408),VLOOKUP(7,AN402:AZ427,10,FALSE),IF(AND(AR2=3,AD35=AO409),VLOOKUP(8,AN402:AZ427,10,FALSE),IF(AND(AR2=3,AD35=AO410),VLOOKUP(9,AN402:AZ427,10,FALSE),IF(AND(AR2=3,AD35=AO411),VLOOKUP(10,AN402:AZ427,10,FALSE),IF(AND(AR2=3,AD35=AO412),VLOOKUP(11,AN402:AZ427,10,FALSE),IF(AND(AR2=3,AD35=AO413),VLOOKUP(12,AN402:AZ427,10,FALSE),IF(AND(AR2=3,AD35=AO414),VLOOKUP(13,AN402:AZ427,10,FALSE),IF(AND(AR2=3,AD35=AO415),VLOOKUP(14,AN402:AZ427,10,FALSE),IF(AND(AR2=3,AD35=AO416),VLOOKUP(15,AN402:AZ427,10,FALSE),IF(AND(AR2=3,AD35=AO417),VLOOKUP(16,AN402:AZ427,10,FALSE),IF(AND(AR2=3,AD35=AO418),VLOOKUP(17,AN402:AZ427,10,FALSE),IF(AND(AR2=3,AD35=AO419),VLOOKUP(18,AN402:AZ427,10,FALSE),IF(AND(AR2=3,AD35=AO420),VLOOKUP(19,AN402:AZ427,10,FALSE),IF(AND(AR2=3,AD35=AO421),VLOOKUP(20,AN402:AZ427,10,FALSE),IF(AND(AR2=3,AD35=AO422),VLOOKUP(21,AN402:AZ427,10,FALSE),IF(AND(AR2=3,AD35=AO423),VLOOKUP(22,AN402:AZ427,10,FALSE),IF(AND(AR2=3,AD35=AO424),VLOOKUP(23,AN402:AZ427,10,FALSE),IF(AND(AR2=3,AD35=AO425),VLOOKUP(24,AN402:AZ427,10,FALSE),IF(AND(AR2=3,AD35=AO426),VLOOKUP(25,AN402:AZ427,10,FALSE),IF(AND(AR2=3,AD35=AO427),VLOOKUP(26,AN402:AZ427,10,FALSE)))))))))))))))))))))))))))","v":false},"cm3","Zx",{"$f":"IF(AND(AR2=4,AD35=AO157),VLOOKUP(1,AN157:BG202,19,FALSE),IF(AND(AR2=4,AD35=AO158),VLOOKUP(2,AN157:BG202,19,FALSE),IF(AND(AR2=4,AD35=AO159),VLOOKUP(3,AN157:BG202,19,FALSE),IF(AND(AR2=4,AD35=AO160),VLOOKUP(4,AN157:BG202,19,FALSE),IF(AND(AR2=4,AD35=AO161),VLOOKUP(5,AN157:BG202,19,FALSE),IF(AND(AR2=4,AD35=AO162),VLOOKUP(6,AN157:BG202,19,FALSE),IF(AND(AR2=4,AD35=AO163),VLOOKUP(7,AN157:BG202,19,FALSE),IF(AND(AR2=4,AD35=AO164),VLOOKUP(8,AN157:BG202,19,FALSE),IF(AND(AR2=4,AD35=AO165),VLOOKUP(9,AN157:BG202,19,FALSE),IF(AND(AR2=4,AD35=AO166),VLOOKUP(10,AN157:BG202,19,FALSE),IF(AND(AR2=4,AD35=AO167),VLOOKUP(11,AN157:BG202,19,FALSE),IF(AND(AR2=4,AD35=AO168),VLOOKUP(12,AN157:BG202,19,FALSE),IF(AND(AR2=4,AD35=AO169),VLOOKUP(13,AN157:BG202,19,FALSE),IF(AND(AR2=4,AD35=AO170),VLOOKUP(14,AN157:BG202,19,FALSE),IF(AND(AR2=4,AD35=AO171),VLOOKUP(15,AN157:BG202,19,FALSE),IF(AND(AR2=4,AD35=AO172),VLOOKUP(16,AN157:BG202,19,FALSE),IF(AND(AR2=4,AD35=AO173),VLOOKUP(17,AN157:BG202,19,FALSE),IF(AND(AR2=4,AD35=AO174),VLOOKUP(18,AN157:BG202,19,FALSE),IF(AND(AR2=4,AD35=AO175),VLOOKUP(19,AN157:BG202,19,FALSE),IF(AND(AR2=4,AD35=AO176),VLOOKUP(20,AN157:BG202,19,FALSE),IF(AND(AR2=4,AD35=AO177),VLOOKUP(21,AN157:BG202,19,FALSE),IF(AND(AR2=4,AD35=AO178),VLOOKUP(22,AN157:BG202,19,FALSE),IF(AND(AR2=4,AD35=AO179),VLOOKUP(23,AN157:BG202,19,FALSE),IF(AND(AR2=4,AD35=AO180),VLOOKUP(24,AN157:BG202,19,FALSE),IF(AND(AR2=4,AD35=AO181),VLOOKUP(25,AN157:BG202,19,FALSE),IF(AND(AR2=4,AD35=AO182),VLOOKUP(26,AN157:BG202,19,FALSE),IF(AND(AR2=4,AD35=AO183),VLOOKUP(27,AN157:BG202,19,FALSE),IF(AND(AR2=4,AD35=AO184),VLOOKUP(28,AN157:BG202,19,FALSE),IF(AND(AR2=4,AD35=AO185),VLOOKUP(29,AN157:BG202,19,FALSE),IF(AND(AR2=4,AD35=AO186),VLOOKUP(30,AN157:BG202,19,FALSE),IF(AND(AR2=4,AD35=AO187),VLOOKUP(31,AN157:BG202,19,FALSE),IF(AND(AR2=4,AD35=AO188),VLOOKUP(32,AN157:BG202,19,FALSE),IF(AND(AR2=4,AD35=AO189),VLOOKUP(33,AN157:BG202,19,FALSE),IF(AND(AR2=4,AD35=AO190),VLOOKUP(34,AN157:BG202,19,FALSE),IF(AND(AR2=4,AD35=AO191),VLOOKUP(35,AN157:BG202,19,FALSE),IF(AND(AR2=4,AD35=AO192),VLOOKUP(36,AN157:BG202,19,FALSE),IF(AND(AR2=4,AD35=AO193),VLOOKUP(37,AN157:BG202,19,FALSE),IF(AND(AR2=4,AD35=AO194),VLOOKUP(38,AN157:BG202,19,FALSE),IF(AND(AR2=4,AD35=AO195),VLOOKUP(39,AN157:BG202,19,FALSE),IF(AND(AR2=4,AD35=AO196),VLOOKUP(40,AN157:BG202,19,FALSE),IF(AND(AR2=4,AD35=AO197),VLOOKUP(41,AN157:BG202,19,FALSE),IF(AND(AR2=4,AD35=AO198),VLOOKUP(42,AN157:BG202,19,FALSE),IF(AND(AR2=4,AD35=AO199),VLOOKUP(43,AN157:BG202,19,FALSE),IF(AND(AR2=4,AD35=AO200),VLOOKUP(44,AN157:BG202,19,FALSE),IF(AND(AR2=4,AD35=AO201),VLOOKUP(45,AN157:BG202,19,FALSE),IF(AND(AR2=4,AD35=AO202),VLOOKUP(46,AN157:BG202,19,FALSE)))))))))))))))))))))))))))))))))))))))))))))))","v":false},"cm3","Zx",{"$f":"IF(AND(AR2=5,AD35=AO126),VLOOKUP(1,AN126:BD141,16,FALSE),IF(AND(AR2=5,AD35=AO127),VLOOKUP(2,AN126:BD141,16,FALSE),IF(AND(AR2=5,AD35=AO128),VLOOKUP(3,AN126:BD141,16,FALSE),IF(AND(AR2=5,AD35=AO129),VLOOKUP(4,AN126:BD141,16,FALSE),IF(AND(AR2=5,AD35=AO130),VLOOKUP(5,AN126:BD141,16,FALSE),IF(AND(AR2=5,AD35=AO131),VLOOKUP(6,AN126:BD141,16,FALSE),IF(AND(AR2=5,AD35=AO132),VLOOKUP(7,AN126:BD141,16,FALSE),IF(AND(AR2=5,AD35=AO133),VLOOKUP(8,AN126:BD141,16,FALSE),IF(AND(AR2=5,AD35=AO134),VLOOKUP(9,AN126:BD141,16,FALSE),IF(AND(AR2=5,AD35=AO135),VLOOKUP(10,AN126:BD141,16,FALSE),IF(AND(AR2=5,AD35=AO136),VLOOKUP(11,AN126:BD141,16,FALSE),IF(AND(AR2=5,AD35=AO137),VLOOKUP(12,AN126:BD141,16,FALSE),IF(AND(AR2=5,AD35=AO138),VLOOKUP(13,AN126:BD141,16,FALSE),IF(AND(AR2=5,AD35=AO139),VLOOKUP(14,AN126:BD141,16,FALSE),IF(AND(AR2=5,AD35=AO140),VLOOKUP(15,AN126:BD141,16,FALSE),IF(AND(AR2=5,AD35=AO141),VLOOKUP(16,AN126:BD141,16,FALSE)))))))))))))))))","v":false},"cm3","Zx",{"$f":"IF(AND(AR2=6,AD35=AO218),VLOOKUP(1,AN218:BQ290,26,FALSE),IF(AND(AR2=6,AD35=AO219),VLOOKUP(2,AN218:BQ290,26,FALSE),IF(AND(AR2=6,AD35=AO220),VLOOKUP(3,AN218:BQ290,26,FALSE),IF(AND(AR2=6,AD35=AO221),VLOOKUP(4,AN218:BQ290,26,FALSE),IF(AND(AR2=6,AD35=AO222),VLOOKUP(5,AN218:BQ290,26,FALSE),IF(AND(AR2=6,AD35=AO223),VLOOKUP(6,AN218:BQ290,26,FALSE),IF(AND(AR2=6,AD35=AO224),VLOOKUP(7,AN218:BQ290,26,FALSE),IF(AND(AR2=6,AD35=AO225),VLOOKUP(8,AN218:BQ290,26,FALSE),IF(AND(AR2=6,AD35=AO226),VLOOKUP(9,AN218:BQ290,26,FALSE),IF(AND(AR2=6,AD35=AO227),VLOOKUP(10,AN218:BQ290,26,FALSE),IF(AND(AR2=6,AD35=AO228),VLOOKUP(11,AN218:BQ290,26,FALSE),IF(AND(AR2=6,AD35=AO229),VLOOKUP(12,AN218:BQ290,26,FALSE),IF(AND(AR2=6,AD35=AO230),VLOOKUP(13,AN218:BQ290,26,FALSE),IF(AND(AR2=6,AD35=AO231),VLOOKUP(14,AN218:BQ290,26,FALSE),IF(AND(AR2=6,AD35=AO232),VLOOKUP(15,AN218:BQ290,26,FALSE),IF(AND(AR2=6,AD35=AO233),VLOOKUP(16,AN218:BQ290,26,FALSE),IF(AND(AR2=6,AD35=AO234),VLOOKUP(17,AN218:BQ290,26,FALSE),IF(AND(AR2=6,AD35=AO235),VLOOKUP(18,AN218:BQ290,26,FALSE),IF(AND(AR2=6,AD35=AO236),VLOOKUP(19,AN218:BQ290,26,FALSE),IF(AND(AR2=6,AD35=AO237),VLOOKUP(20,AN218:BQ290,26,FALSE),IF(AND(AR2=6,AD35=AO238),VLOOKUP(21,AN218:BQ290,26,FALSE),IF(AND(AR2=6,AD35=AO239),VLOOKUP(22,AN218:BQ290,26,FALSE),IF(AND(AR2=6,AD35=AO240),VLOOKUP(23,AN218:BQ290,26,FALSE),IF(AND(AR2=6,AD35=AO241),VLOOKUP(24,AN218:BQ290,26,FALSE),IF(AND(AR2=6,AD35=AO242),VLOOKUP(25,AN218:BQ290,26,FALSE),IF(AND(AR2=6,AD35=AO243),VLOOKUP(26,AN218:BQ290,26,FALSE),IF(AND(AR2=6,AD35=AO244),VLOOKUP(27,AN218:BQ290,26,FALSE),IF(AND(AR2=6,AD35=AO245),VLOOKUP(28,AN218:BQ290,26,FALSE),IF(AND(AR2=6,AD35=AO246),VLOOKUP(29,AN218:BQ290,26,FALSE),IF(AND(AR2=6,AD35=AO247),VLOOKUP(30,AN218:BQ290,26,FALSE),IF(AND(AR2=6,AD35=AO248),VLOOKUP(31,AN218:BQ290,26,FALSE),IF(AND(AR2=6,AD35=AO249),VLOOKUP(32,AN218:BQ290,26,FALSE),IF(AND(AR2=6,AD35=AO250),VLOOKUP(33,AN218:BQ290,26,FALSE),IF(AND(AR2=6,AD35=AO251),VLOOKUP(34,AN218:BQ290,26,FALSE),IF(AND(AR2=6,AD35=AO252),VLOOKUP(35,AN218:BQ290,26,FALSE),IF(AND(AR2=6,AD35=AO253),VLOOKUP(36,AN218:BQ290,26,FALSE),IF(AND(AR2=6,AD35=AO254),VLOOKUP(37,AN218:BQ290,26,FALSE),IF(AND(AR2=6,AD35=AO255),VLOOKUP(38,AN218:BQ290,26,FALSE),IF(AND(AR2=6,AD35=AO256),VLOOKUP(39,AN218:BQ290,26,FALSE),IF(AND(AR2=6,AD35=AO257),VLOOKUP(40,AN218:BQ290,26,FALSE),IF(AND(AR2=6,AD35=AO258),VLOOKUP(41,AN218:BQ290,26,FALSE),IF(AND(AR2=6,AD35=AO259),VLOOKUP(42,AN218:BQ290,26,FALSE),IF(AND(AR2=6,AD35=AO260),VLOOKUP(43,AN218:BQ290,26,FALSE),IF(AND(AR2=6,AD35=AO261),VLOOKUP(44,AN218:BQ290,26,FALSE),IF(AND(AR2=6,AD35=AO262),VLOOKUP(45,AN218:BQ290,26,FALSE),IF(AND(AR2=6,AD35=AO263),VLOOKUP(46,AN218:BQ290,26,FALSE),IF(AND(AR2=6,AD35=AO264),VLOOKUP(47,AN218:BQ290,26,FALSE),IF(AND(AR2=6,AD35=AO265),VLOOKUP(48,AN218:BQ290,26,FALSE),IF(AND(AR2=6,AD35=AO266),VLOOKUP(49,AN218:BQ290,26,FALSE),IF(AND(AR2=6,AD35=AO267),VLOOKUP(50,AN218:BQ290,26,FALSE),IF(AND(AR2=6,AD35=AO268),VLOOKUP(51,AN218:BQ290,26,FALSE),IF(AND(AR2=6,AD35=AO269),VLOOKUP(52,AN218:BQ290,26,FALSE),IF(AND(AR2=6,AD35=AO270),VLOOKUP(53,AN218:BQ290,26,FALSE),IF(AND(AR2=6,AD35=AO271),VLOOKUP(54,AN218:BQ290,26,FALSE),IF(AND(AR2=6,AD35=AO272),VLOOKUP(55,AN218:BQ290,26,FALSE),IF(AND(AR2=6,AD35=AO273),VLOOKUP(56,AN218:BQ290,26,FALSE),IF(AND(AR2=6,AD35=AO274),VLOOKUP(57,AN218:BQ290,26,FALSE),IF(AND(AR2=6,AD35=AO275),VLOOKUP(58,AN218:BQ290,26,FALSE),IF(AND(AR2=6,AD35=AO276),VLOOKUP(59,AN218:BQ290,26,FALSE),IF(AND(AR2=6,AD35=AO277),VLOOKUP(60,AN218:BQ290,26,FALSE),IF(AND(AR2=6,AD35=AO278),VLOOKUP(61,AN218:BQ290,26,FALSE),IF(AND(AR2=6,AD35=AO279),VLOOKUP(62,AN218:BQ290,26,FALSE),IF(AND(AR2=6,AD35=AO280),VLOOKUP(63,AN218:BQ290,26,FALSE),IF(AND(AR2=6,AD35=AO281),VLOOKUP(64,AN218:BQ290,26,FALSE)))))))))))))))))))))))))))))))))))))))))))))))))))))))))))))))))","v":false},"cm3","Zx",{"$f":"IF(AND(AR2=7,AD35=AO308),VLOOKUP(1,AN308:BB327,14,FALSE),IF(AND(AR2=7,AD35=AO309),VLOOKUP(2,AN308:BB327,14,FALSE),IF(AND(AR2=7,AD35=AO310),VLOOKUP(3,AN308:BB327,14,FALSE),IF(AND(AR2=7,AD35=AO311),VLOOKUP(4,AN308:BB327,14,FALSE),IF(AND(AR2=7,AD35=AO312),VLOOKUP(5,AN308:BB327,14,FALSE),IF(AND(AR2=7,AD35=AO313),VLOOKUP(6,AN308:BB327,14,FALSE),IF(AND(AR2=7,AD35=AO314),VLOOKUP(7,AN308:BB327,14,FALSE),IF(AND(AR2=7,AD35=AO315),VLOOKUP(8,AN308:BB327,14,FALSE),IF(AND(AR2=7,AD35=AO316),VLOOKUP(9,AN308:BB327,14,FALSE),IF(AND(AR2=7,AD35=AO317),VLOOKUP(10,AN308:BB327,14,FALSE),IF(AND(AR2=7,AD35=AO318),VLOOKUP(11,AN308:BB327,14,FALSE),IF(AND(AR2=7,AD35=AO319),VLOOKUP(12,AN308:BB327,14,FALSE),IF(AND(AR2=7,AD35=AO320),VLOOKUP(13,AN308:BB327,14,FALSE),IF(AND(AR2=7,AD35=AO321),VLOOKUP(14,AN308:BB327,14,FALSE),IF(AND(AR2=7,AD35=AO322),VLOOKUP(15,AN308:BB327,14,FALSE),IF(AND(AR2=7,AD35=AO323),VLOOKUP(16,AN308:BB327,14,FALSE),IF(AND(AR2=7,AD35=AO324),VLOOKUP(17,AN308:BB327,14,FALSE),IF(AND(AR2=7,AD35=AO325),VLOOKUP(18,AN308:BB327,14,FALSE),IF(AND(AR2=7,AD35=AO326),VLOOKUP(19,AN308:BB327,14,FALSE),IF(AND(AR2=7,AD35=AO327),VLOOKUP(20,AN308:BB327,14,FALSE)))))))))))))))))))))","v":false},"cm3","Zx",{"$f":"IF(AND(AR2=8,AD35=AO1062),VLOOKUP(1,AN1062:BG1074,19,FALSE),IF(AND(AR2=8,AD35=AO1063),VLOOKUP(2,AN1062:BG1074,19,FALSE),IF(AND(AR2=8,AD35=AO1064),VLOOKUP(3,AN1062:BG1074,19,FALSE),IF(AND(AR2=8,AD35=AO1065),VLOOKUP(4,AN1062:BG1074,19,FALSE),IF(AND(AR2=8,AD35=AO1066),VLOOKUP(5,AN1062:BG1074,19,FALSE),IF(AND(AR2=8,AD35=AO1067),VLOOKUP(6,AN1062:BG1074,19,FALSE),IF(AND(AR2=8,AD35=AO1068),VLOOKUP(7,AN1062:BG1074,19,FALSE),IF(AND(AR2=8,AD35=AO1069),VLOOKUP(8,AN1062:BG1074,19,FALSE),IF(AND(AR2=8,AD35=AO1070),VLOOKUP(9,AN1062:BG1074,19,FALSE),IF(AND(AR2=8,AD35=AO1071),VLOOKUP(10,AN1062:BG1074,19,FALSE),IF(AND(AR2=8,AD35=AO1072),VLOOKUP(11,AN1062:BG1074,19,FALSE),IF(AND(AR2=8,AD35=AO1073),VLOOKUP(12,AN1062:BG1074,19,FALSE),IF(AND(AR2=8,AD35=AO1074),VLOOKUP(13,AN1062:BG1074,19,FALSE))))))))))))))","v":false},"cm3"]
[null,null,null,null,null,null,null,null,null,null,null,null,null,null,null,null,null,null,null,null,null,null,null,null,null,null,null,null,null,null,null,null,null,null,null,null,null,null,null,null,null,null,null,"Zy",{"$f":"IF(AND(AR2=1,AD35=AO342),VLOOKUP(1,AN342:BC386,14,FALSE),IF(AND(AR2=1,AD35=AO343),VLOOKUP(2,AN342:BC386,14,FALSE),IF(AND(AR2=1,AD35=AO344),VLOOKUP(3,AN342:BC386,14,FALSE),IF(AND(AR2=1,AD35=AO345),VLOOKUP(4,AN342:BC386,14,FALSE),IF(AND(AR2=1,AD35=AO346),VLOOKUP(5,AN342:BC386,14,FALSE),IF(AND(AR2=1,AD35=AO347),VLOOKUP(6,AN342:BC386,14,FALSE),IF(AND(AR2=1,AD35=AO348),VLOOKUP(7,AN342:BC386,14,FALSE),IF(AND(AR2=1,AD35=AO349),VLOOKUP(8,AN342:BC386,14,FALSE),IF(AND(AR2=1,AD35=AO350),VLOOKUP(9,AN342:BC386,14,FALSE),IF(AND(AR2=1,AD35=AO351),VLOOKUP(10,AN342:BC386,14,FALSE),IF(AND(AR2=1,AD35=AO352),VLOOKUP(11,AN342:BC386,14,FALSE),IF(AND(AR2=1,AD35=AO353),VLOOKUP(12,AN342:BC386,14,FALSE),IF(AND(AR2=1,AD35=AO354),VLOOKUP(13,AN342:BC386,14,FALSE),IF(AND(AR2=1,AD35=AO355),VLOOKUP(14,AN342:BC386,14,FALSE),IF(AND(AR2=1,AD35=AO356),VLOOKUP(15,AN342:BC386,14,FALSE),IF(AND(AR2=1,AD35=AO357),VLOOKUP(16,AN342:BC386,14,FALSE),IF(AND(AR2=1,AD35=AO358),VLOOKUP(17,AN342:BC386,14,FALSE),IF(AND(AR2=1,AD35=AO359),VLOOKUP(18,AN342:BC386,14,FALSE),IF(AND(AR2=1,AD35=AO360),VLOOKUP(19,AN342:BC386,14,FALSE),IF(AND(AR2=1,AD35=AO361),VLOOKUP(20,AN342:BC386,14,FALSE),IF(AND(AR2=1,AD35=AO362),VLOOKUP(21,AN342:BC386,14,FALSE),IF(AND(AR2=1,AD35=AO363),VLOOKUP(22,AN342:BC386,14,FALSE),IF(AND(AR2=1,AD35=AO364),VLOOKUP(23,AN342:BC386,14,FALSE),IF(AND(AR2=1,AD35=AO365),VLOOKUP(24,AN342:BC386,14,FALSE),IF(AND(AR2=1,AD35=AO366),VLOOKUP(25,AN342:BC386,14,FALSE),IF(AND(AR2=1,AD35=AO367),VLOOKUP(26,AN342:BC386,14,FALSE),IF(AND(AR2=1,AD35=AO368),VLOOKUP(27,AN342:BC386,14,FALSE),IF(AND(AR2=1,AD35=AO369),VLOOKUP(28,AN342:BC386,14,FALSE),IF(AND(AR2=1,AD35=AO370),VLOOKUP(29,AN342:BC386,14,FALSE),IF(AND(AR2=1,AD35=AO371),VLOOKUP(30,AN342:BC386,14,FALSE),IF(AND(AR2=1,AD35=AO372),VLOOKUP(31,AN342:BC386,14,FALSE),IF(AND(AR2=1,AD35=AO373),VLOOKUP(32,AN342:BC386,14,FALSE),IF(AND(AR2=1,AD35=AO374),VLOOKUP(33,AN342:BC386,14,FALSE),IF(AND(AR2=1,AD35=AO375),VLOOKUP(34,AN342:BC386,14,FALSE),IF(AND(AR2=1,AD35=AO376),VLOOKUP(35,AN342:BC386,14,FALSE),IF(AND(AR2=1,AD35=AO377),VLOOKUP(36,AN342:BC386,14,FALSE),IF(AND(AR2=1,AD35=AO378),VLOOKUP(37,AN342:BC386,14,FALSE),IF(AND(AR2=1,AD35=AO379),VLOOKUP(38,AN342:BC386,14,FALSE),IF(AND(AR2=1,AD35=AO380),VLOOKUP(39,AN342:BC386,14,FALSE),IF(AND(AR2=1,AD35=AO381),VLOOKUP(40,AN342:BC386,14,FALSE),IF(AND(AR2=1,AD35=AO382),VLOOKUP(41,AN342:BC386,14,FALSE),IF(AND(AR2=1,AD35=AO383),VLOOKUP(42,AN342:BC386,14,FALSE),IF(AND(AR2=1,AD35=AO384),VLOOKUP(43,AN342:BC386,14,FALSE),IF(AND(AR2=1,AD35=AO385),VLOOKUP(44,AN342:BC386,14,FALSE),IF(AND(AR2=1,AD35=AO386),VLOOKUP(45,AN342:BC386,14,FALSE))))))))))))))))))))))))))))))))))))))))))))))","v":12.2},"cm3","Zy",{"$f":"IF(AND(AR2=2,AD35=AO443),VLOOKUP(1,AN443:AW474,9,FALSE),IF(AND(AR2=2,AD35=AO444),VLOOKUP(2,AN443:AW474,9,FALSE),IF(AND(AR2=2,AD35=AO445),VLOOKUP(3,AN443:AW474,9,FALSE),IF(AND(AR2=2,AD35=AO446),VLOOKUP(4,AN443:AW474,9,FALSE),IF(AND(AR2=2,AD35=AO447),VLOOKUP(5,AN443:AW474,9,FALSE),IF(AND(AR2=2,AD35=AO448),VLOOKUP(6,AN443:AW474,9,FALSE),IF(AND(AR2=2,AD35=AO449),VLOOKUP(7,AN443:AW474,9,FALSE),IF(AND(AR2=2,AD35=AO450),VLOOKUP(8,AN443:AW474,9,FALSE),IF(AND(AR2=2,AD35=AO451),VLOOKUP(9,AN443:AW474,9,FALSE),IF(AND(AR2=2,AD35=AO452),VLOOKUP(10,AN443:AW474,9,FALSE),IF(AND(AR2=2,AD35=AO453),VLOOKUP(11,AN443:AW474,9,FALSE),IF(AND(AR2=2,AD35=AO454),VLOOKUP(12,AN443:AW474,9,FALSE),IF(AND(AR2=2,AD35=AO455),VLOOKUP(13,AN443:AW474,9,FALSE),IF(AND(AR2=2,AD35=AO456),VLOOKUP(14,AN443:AW474,9,FALSE),IF(AND(AR2=2,AD35=AO457),VLOOKUP(15,AN443:AW474,9,FALSE),IF(AND(AR2=2,AD35=AO458),VLOOKUP(16,AN443:AW474,9,FALSE),IF(AND(AR2=2,AD35=AO459),VLOOKUP(17,AN443:AW474,9,FALSE),IF(AND(AR2=2,AD35=AO460),VLOOKUP(18,AN443:AW474,9,FALSE),IF(AND(AR2=2,AD35=AO461),VLOOKUP(19,AN443:AW474,9,FALSE),IF(AND(AR2=2,AD35=AO462),VLOOKUP(20,AN443:AW474,9,FALSE),IF(AND(AR2=2,AD35=AO463),VLOOKUP(21,AN443:AW474,9,FALSE),IF(AND(AR2=2,AD35=AO464),VLOOKUP(22,AN443:AW474,9,FALSE),IF(AND(AR2=2,AD35=AO465),VLOOKUP(23,AN443:AW474,9,FALSE),IF(AND(AR2=2,AD35=AO466),VLOOKUP(24,AN443:AW474,9,FALSE),IF(AND(AR2=2,AD35=AO467),VLOOKUP(25,AN443:AW474,9,FALSE),IF(AND(AR2=2,AD35=AO468),VLOOKUP(26,AN443:AW474,9,FALSE),IF(AND(AR2=2,AD35=AO469),VLOOKUP(27,AN443:AW474,9,FALSE),IF(AND(AR2=2,AD35=AO470),VLOOKUP(28,AN443:AW474,9,FALSE),IF(AND(AR2=2,AD35=AO471),VLOOKUP(29,AN443:AW474,9,FALSE),IF(AND(AR2=2,AD35=AO472),VLOOKUP(30,AN443:AW474,9,FALSE),IF(AND(AR2=2,AD35=AO473),VLOOKUP(31,AN443:AW474,9,FALSE),IF(AND(AR2=2,AD35=AO474),VLOOKUP(32,AN443:AW474,9,FALSE)))))))))))))))))))))))))))))))))","v":false},"cm3","Zy",{"$f":"IF(AND(AR2=3,AD35=AO402),VLOOKUP(1,AN402:AZ427,11,FALSE),IF(AND(AR2=3,AD35=AO403),VLOOKUP(2,AN402:AZ427,11,FALSE),IF(AND(AR2=3,AD35=AO404),VLOOKUP(3,AN402:AZ427,11,FALSE),IF(AND(AR2=3,AD35=AO405),VLOOKUP(4,AN402:AZ427,11,FALSE),IF(AND(AR2=3,AD35=AO406),VLOOKUP(5,AN402:AZ427,11,FALSE),IF(AND(AR2=3,AD35=AO407),VLOOKUP(6,AN402:AZ427,11,FALSE),IF(AND(AR2=3,AD35=AO408),VLOOKUP(7,AN402:AZ427,11,FALSE),IF(AND(AR2=3,AD35=AO409),VLOOKUP(8,AN402:AZ427,11,FALSE),IF(AND(AR2=3,AD35=AO410),VLOOKUP(9,AN402:AZ427,11,FALSE),IF(AND(AR2=3,AD35=AO411),VLOOKUP(10,AN402:AZ427,11,FALSE),IF(AND(AR2=3,AD35=AO412),VLOOKUP(11,AN402:AZ427,11,FALSE),IF(AND(AR2=3,AD35=AO413),VLOOKUP(12,AN402:AZ427,11,FALSE),IF(AND(AR2=3,AD35=AO414),VLOOKUP(13,AN402:AZ427,11,FALSE),IF(AND(AR2=3,AD35=AO415),VLOOKUP(14,AN402:AZ427,11,FALSE),IF(AND(AR2=3,AD35=AO416),VLOOKUP(15,AN402:AZ427,11,FALSE),IF(AND(AR2=3,AD35=AO417),VLOOKUP(16,AN402:AZ427,11,FALSE),IF(AND(AR2=3,AD35=AO418),VLOOKUP(17,AN402:AZ427,11,FALSE),IF(AND(AR2=3,AD35=AO419),VLOOKUP(18,AN402:AZ427,11,FALSE),IF(AND(AR2=3,AD35=AO420),VLOOKUP(19,AN402:AZ427,11,FALSE),IF(AND(AR2=3,AD35=AO421),VLOOKUP(20,AN402:AZ427,11,FALSE),IF(AND(AR2=3,AD35=AO422),VLOOKUP(21,AN402:AZ427,11,FALSE),IF(AND(AR2=3,AD35=AO423),VLOOKUP(22,AN402:AZ427,11,FALSE),IF(AND(AR2=3,AD35=AO424),VLOOKUP(23,AN402:AZ427,11,FALSE),IF(AND(AR2=3,AD35=AO425),VLOOKUP(24,AN402:AZ427,11,FALSE),IF(AND(AR2=3,AD35=AO426),VLOOKUP(25,AN402:AZ427,11,FALSE),IF(AND(AR2=3,AD35=AO427),VLOOKUP(26,AN402:AZ427,11,FALSE)))))))))))))))))))))))))))","v":false},"cm3","Zy",{"$f":"BB29","v":false},"cm3","Zy",{"$f":"IF(AND(AR2=5,AD35=AO126),VLOOKUP(1,AN126:BD141,17,FALSE),IF(AND(AR2=5,AD35=AO127),VLOOKUP(2,AN126:BD141,17,FALSE),IF(AND(AR2=5,AD35=AO128),VLOOKUP(3,AN126:BD141,17,FALSE),IF(AND(AR2=5,AD35=AO129),VLOOKUP(4,AN126:BD141,17,FALSE),IF(AND(AR2=5,AD35=AO130),VLOOKUP(5,AN126:BD141,17,FALSE),IF(AND(AR2=5,AD35=AO131),VLOOKUP(6,AN126:BD141,17,FALSE),IF(AND(AR2=5,AD35=AO132),VLOOKUP(7,AN126:BD141,17,FALSE),IF(AND(AR2=5,AD35=AO133),VLOOKUP(8,AN126:BD141,17,FALSE),IF(AND(AR2=5,AD35=AO134),VLOOKUP(9,AN126:BD141,17,FALSE),IF(AND(AR2=5,AD35=AO135),VLOOKUP(10,AN126:BD141,17,FALSE),IF(AND(AR2=5,AD35=AO136),VLOOKUP(11,AN126:BD141,17,FALSE),IF(AND(AR2=5,AD35=AO137),VLOOKUP(12,AN126:BD141,17,FALSE),IF(AND(AR2=5,AD35=AO138),VLOOKUP(13,AN126:BD141,17,FALSE),IF(AND(AR2=5,AD35=AO139),VLOOKUP(14,AN126:BD141,17,FALSE),IF(AND(AR2=5,AD35=AO140),VLOOKUP(15,AN126:BD141,17,FALSE),IF(AND(AR2=5,AD35=AO141),VLOOKUP(16,AN126:BD141,17,FALSE)))))))))))))))))","v":false},"cm3","Zy",{"$f":"IF(AND(AR2=6,AD35=AO218),VLOOKUP(1,AN218:BQ290,28,FALSE),IF(AND(AR2=6,AD35=AO219),VLOOKUP(2,AN218:BQ290,28,FALSE),IF(AND(AR2=6,AD35=AO220),VLOOKUP(3,AN218:BQ290,28,FALSE),IF(AND(AR2=6,AD35=AO221),VLOOKUP(4,AN218:BQ290,28,FALSE),IF(AND(AR2=6,AD35=AO222),VLOOKUP(5,AN218:BQ290,28,FALSE),IF(AND(AR2=6,AD35=AO223),VLOOKUP(6,AN218:BQ290,28,FALSE),IF(AND(AR2=6,AD35=AO224),VLOOKUP(7,AN218:BQ290,28,FALSE),IF(AND(AR2=6,AD35=AO225),VLOOKUP(8,AN218:BQ290,28,FALSE),IF(AND(AR2=6,AD35=AO226),VLOOKUP(9,AN218:BQ290,28,FALSE),IF(AND(AR2=6,AD35=AO227),VLOOKUP(10,AN218:BQ290,28,FALSE),IF(AND(AR2=6,AD35=AO228),VLOOKUP(11,AN218:BQ290,28,FALSE),IF(AND(AR2=6,AD35=AO229),VLOOKUP(12,AN218:BQ290,28,FALSE),IF(AND(AR2=6,AD35=AO230),VLOOKUP(13,AN218:BQ290,28,FALSE),IF(AND(AR2=6,AD35=AO231),VLOOKUP(14,AN218:BQ290,28,FALSE),IF(AND(AR2=6,AD35=AO232),VLOOKUP(15,AN218:BQ290,28,FALSE),IF(AND(AR2=6,AD35=AO233),VLOOKUP(16,AN218:BQ290,28,FALSE),IF(AND(AR2=6,AD35=AO234),VLOOKUP(17,AN218:BQ290,28,FALSE),IF(AND(AR2=6,AD35=AO235),VLOOKUP(18,AN218:BQ290,28,FALSE),IF(AND(AR2=6,AD35=AO236),VLOOKUP(19,AN218:BQ290,28,FALSE),IF(AND(AR2=6,AD35=AO237),VLOOKUP(20,AN218:BQ290,28,FALSE),IF(AND(AR2=6,AD35=AO238),VLOOKUP(21,AN218:BQ290,28,FALSE),IF(AND(AR2=6,AD35=AO239),VLOOKUP(22,AN218:BQ290,28,FALSE),IF(AND(AR2=6,AD35=AO240),VLOOKUP(23,AN218:BQ290,28,FALSE),IF(AND(AR2=6,AD35=AO241),VLOOKUP(24,AN218:BQ290,28,FALSE),IF(AND(AR2=6,AD35=AO242),VLOOKUP(25,AN218:BQ290,28,FALSE),IF(AND(AR2=6,AD35=AO243),VLOOKUP(26,AN218:BQ290,28,FALSE),IF(AND(AR2=6,AD35=AO244),VLOOKUP(27,AN218:BQ290,28,FALSE),IF(AND(AR2=6,AD35=AO245),VLOOKUP(28,AN218:BQ290,28,FALSE),IF(AND(AR2=6,AD35=AO246),VLOOKUP(29,AN218:BQ290,28,FALSE),IF(AND(AR2=6,AD35=AO247),VLOOKUP(30,AN218:BQ290,28,FALSE),IF(AND(AR2=6,AD35=AO248),VLOOKUP(31,AN218:BQ290,28,FALSE),IF(AND(AR2=6,AD35=AO249),VLOOKUP(32,AN218:BQ290,28,FALSE),IF(AND(AR2=6,AD35=AO250),VLOOKUP(33,AN218:BQ290,28,FALSE),IF(AND(AR2=6,AD35=AO251),VLOOKUP(34,AN218:BQ290,28,FALSE),IF(AND(AR2=6,AD35=AO252),VLOOKUP(35,AN218:BQ290,28,FALSE),IF(AND(AR2=6,AD35=AO253),VLOOKUP(36,AN218:BQ290,28,FALSE),IF(AND(AR2=6,AD35=AO254),VLOOKUP(37,AN218:BQ290,28,FALSE),IF(AND(AR2=6,AD35=AO255),VLOOKUP(38,AN218:BQ290,28,FALSE),IF(AND(AR2=6,AD35=AO256),VLOOKUP(39,AN218:BQ290,28,FALSE),IF(AND(AR2=6,AD35=AO257),VLOOKUP(40,AN218:BQ290,28,FALSE),IF(AND(AR2=6,AD35=AO258),VLOOKUP(41,AN218:BQ290,28,FALSE),IF(AND(AR2=6,AD35=AO259),VLOOKUP(42,AN218:BQ290,28,FALSE),IF(AND(AR2=6,AD35=AO260),VLOOKUP(43,AN218:BQ290,28,FALSE),IF(AND(AR2=6,AD35=AO261),VLOOKUP(44,AN218:BQ290,28,FALSE),IF(AND(AR2=6,AD35=AO262),VLOOKUP(45,AN218:BQ290,28,FALSE),IF(AND(AR2=6,AD35=AO263),VLOOKUP(46,AN218:BQ290,28,FALSE),IF(AND(AR2=6,AD35=AO264),VLOOKUP(47,AN218:BQ290,28,FALSE),IF(AND(AR2=6,AD35=AO265),VLOOKUP(48,AN218:BQ290,28,FALSE),IF(AND(AR2=6,AD35=AO266),VLOOKUP(49,AN218:BQ290,28,FALSE),IF(AND(AR2=6,AD35=AO267),VLOOKUP(50,AN218:BQ290,28,FALSE),IF(AND(AR2=6,AD35=AO268),VLOOKUP(51,AN218:BQ290,28,FALSE),IF(AND(AR2=6,AD35=AO269),VLOOKUP(52,AN218:BQ290,28,FALSE),IF(AND(AR2=6,AD35=AO270),VLOOKUP(53,AN218:BQ290,28,FALSE),IF(AND(AR2=6,AD35=AO271),VLOOKUP(54,AN218:BQ290,28,FALSE),IF(AND(AR2=6,AD35=AO272),VLOOKUP(55,AN218:BQ290,28,FALSE),IF(AND(AR2=6,AD35=AO273),VLOOKUP(56,AN218:BQ290,28,FALSE),IF(AND(AR2=6,AD35=AO274),VLOOKUP(57,AN218:BQ290,28,FALSE),IF(AND(AR2=6,AD35=AO275),VLOOKUP(58,AN218:BQ290,28,FALSE),IF(AND(AR2=6,AD35=AO276),VLOOKUP(59,AN218:BQ290,28,FALSE),IF(AND(AR2=6,AD35=AO277),VLOOKUP(60,AN218:BQ290,28,FALSE),IF(AND(AR2=6,AD35=AO278),VLOOKUP(61,AN218:BQ290,28,FALSE),IF(AND(AR2=6,AD35=AO279),VLOOKUP(62,AN218:BQ290,28,FALSE),IF(AND(AR2=6,AD35=AO280),VLOOKUP(63,AN218:BQ290,28,FALSE),IF(AND(AR2=6,AD35=AO281),VLOOKUP(64,AN218:BQ290,28,FALSE)))))))))))))))))))))))))))))))))))))))))))))))))))))))))))))))))","v":false},"cm3","Zy",{"$f":"IF(AND(AR2=7,AD35=AO308),VLOOKUP(1,AN308:BB327,15,FALSE),IF(AND(AR2=7,AD35=AO309),VLOOKUP(2,AN308:BB327,15,FALSE),IF(AND(AR2=7,AD35=AO310),VLOOKUP(3,AN308:BB327,15,FALSE),IF(AND(AR2=7,AD35=AO311),VLOOKUP(4,AN308:BB327,15,FALSE),IF(AND(AR2=7,AD35=AO312),VLOOKUP(5,AN308:BB327,15,FALSE),IF(AND(AR2=7,AD35=AO313),VLOOKUP(6,AN308:BB327,15,FALSE),IF(AND(AR2=7,AD35=AO314),VLOOKUP(7,AN308:BB327,15,FALSE),IF(AND(AR2=7,AD35=AO315),VLOOKUP(8,AN308:BB327,15,FALSE),IF(AND(AR2=7,AD35=AO316),VLOOKUP(9,AN308:BB327,15,FALSE),IF(AND(AR2=7,AD35=AO317),VLOOKUP(10,AN308:BB327,15,FALSE),IF(AND(AR2=7,AD35=AO318),VLOOKUP(11,AN308:BB327,15,FALSE),IF(AND(AR2=7,AD35=AO319),VLOOKUP(12,AN308:BB327,15,FALSE),IF(AND(AR2=7,AD35=AO320),VLOOKUP(13,AN308:BB327,15,FALSE),IF(AND(AR2=7,AD35=AO321),VLOOKUP(14,AN308:BB327,15,FALSE),IF(AND(AR2=7,AD35=AO322),VLOOKUP(15,AN308:BB327,15,FALSE),IF(AND(AR2=7,AD35=AO323),VLOOKUP(16,AN308:BB327,15,FALSE),IF(AND(AR2=7,AD35=AO324),VLOOKUP(17,AN308:BB327,15,FALSE),IF(AND(AR2=7,AD35=AO325),VLOOKUP(18,AN308:BB327,15,FALSE),IF(AND(AR2=7,AD35=AO326),VLOOKUP(19,AN308:BB327,15,FALSE),IF(AND(AR2=7,AD35=AO327),VLOOKUP(20,AN308:BB327,15,FALSE)))))))))))))))))))))","v":false},"cm3","Zy",{"$f":"IF(AND(AR2=8,AD35=AO1062),VLOOKUP(1,AN1062:BG1074,20,FALSE),IF(AND(AR2=8,AD35=AO1063),VLOOKUP(2,AN1062:BG1074,20,FALSE),IF(AND(AR2=8,AD35=AO1064),VLOOKUP(3,AN1062:BG1074,20,FALSE),IF(AND(AR2=8,AD35=AO1065),VLOOKUP(4,AN1062:BG1074,20,FALSE),IF(AND(AR2=8,AD35=AO1066),VLOOKUP(5,AN1062:BG1074,20,FALSE),IF(AND(AR2=8,AD35=AO1067),VLOOKUP(6,AN1062:BG1074,20,FALSE),IF(AND(AR2=8,AD35=AO1068),VLOOKUP(7,AN1062:BG1074,20,FALSE),IF(AND(AR2=8,AD35=AO1069),VLOOKUP(8,AN1062:BG1074,20,FALSE),IF(AND(AR2=8,AD35=AO1070),VLOOKUP(9,AN1062:BG1074,20,FALSE),IF(AND(AR2=8,AD35=AO1071),VLOOKUP(10,AN1062:BG1074,20,FALSE),IF(AND(AR2=8,AD35=AO1072),VLOOKUP(11,AN1062:BG1074,20,FALSE),IF(AND(AR2=8,AD35=AO1073),VLOOKUP(12,AN1062:BG1074,20,FALSE),IF(AND(AR2=8,AD35=AO1074),VLOOKUP(13,AN1062:BG1074,20,FALSE))))))))))))))","v":false},"cm3"]
[null,null,null,null,null,null,null,null,null,null,null,null,null,null,null,null,null,null,null,null,null,null,null,null,null,null,null,null,null,null,null,null,null,null,null,null,null,null,null,null,null,null,null,"rx",{"$f":"IF(AND(AR2=1,AD35=AO342),VLOOKUP(1,AN342:BC386,11,FALSE),IF(AND(AR2=1,AD35=AO343),VLOOKUP(2,AN342:BC386,11,FALSE),IF(AND(AR2=1,AD35=AO344),VLOOKUP(3,AN342:BC386,11,FALSE),IF(AND(AR2=1,AD35=AO345),VLOOKUP(4,AN342:BC386,11,FALSE),IF(AND(AR2=1,AD35=AO346),VLOOKUP(5,AN342:BC386,11,FALSE),IF(AND(AR2=1,AD35=AO347),VLOOKUP(6,AN342:BC386,11,FALSE),IF(AND(AR2=1,AD35=AO348),VLOOKUP(7,AN342:BC386,11,FALSE),IF(AND(AR2=1,AD35=AO349),VLOOKUP(8,AN342:BC386,11,FALSE),IF(AND(AR2=1,AD35=AO350),VLOOKUP(9,AN342:BC386,11,FALSE),IF(AND(AR2=1,AD35=AO351),VLOOKUP(10,AN342:BC386,11,FALSE),IF(AND(AR2=1,AD35=AO352),VLOOKUP(11,AN342:BC386,11,FALSE),IF(AND(AR2=1,AD35=AO353),VLOOKUP(12,AN342:BC386,11,FALSE),IF(AND(AR2=1,AD35=AO354),VLOOKUP(13,AN342:BC386,11,FALSE),IF(AND(AR2=1,AD35=AO355),VLOOKUP(14,AN342:BC386,11,FALSE),IF(AND(AR2=1,AD35=AO356),VLOOKUP(15,AN342:BC386,11,FALSE),IF(AND(AR2=1,AD35=AO357),VLOOKUP(16,AN342:BC386,11,FALSE),IF(AND(AR2=1,AD35=AO358),VLOOKUP(17,AN342:BC386,11,FALSE),IF(AND(AR2=1,AD35=AO359),VLOOKUP(18,AN342:BC386,11,FALSE),IF(AND(AR2=1,AD35=AO360),VLOOKUP(19,AN342:BC386,11,FALSE),IF(AND(AR2=1,AD35=AO361),VLOOKUP(20,AN342:BC386,11,FALSE),IF(AND(AR2=1,AD35=AO362),VLOOKUP(21,AN342:BC386,11,FALSE),IF(AND(AR2=1,AD35=AO363),VLOOKUP(22,AN342:BC386,11,FALSE),IF(AND(AR2=1,AD35=AO364),VLOOKUP(23,AN342:BC386,11,FALSE),IF(AND(AR2=1,AD35=AO365),VLOOKUP(24,AN342:BC386,11,FALSE),IF(AND(AR2=1,AD35=AO366),VLOOKUP(25,AN342:BC386,11,FALSE),IF(AND(AR2=1,AD35=AO367),VLOOKUP(26,AN342:BC386,11,FALSE),IF(AND(AR2=1,AD35=AO368),VLOOKUP(27,AN342:BC386,11,FALSE),IF(AND(AR2=1,AD35=AO369),VLOOKUP(28,AN342:BC386,11,FALSE),IF(AND(AR2=1,AD35=AO370),VLOOKUP(29,AN342:BC386,11,FALSE),IF(AND(AR2=1,AD35=AO371),VLOOKUP(30,AN342:BC386,11,FALSE),IF(AND(AR2=1,AD35=AO372),VLOOKUP(31,AN342:BC386,11,FALSE),IF(AND(AR2=1,AD35=AO373),VLOOKUP(32,AN342:BC386,11,FALSE),IF(AND(AR2=1,AD35=AO374),VLOOKUP(33,AN342:BC386,11,FALSE),IF(AND(AR2=1,AD35=AO375),VLOOKUP(34,AN342:BC386,11,FALSE),IF(AND(AR2=1,AD35=AO376),VLOOKUP(35,AN342:BC386,11,FALSE),IF(AND(AR2=1,AD35=AO377),VLOOKUP(36,AN342:BC386,11,FALSE),IF(AND(AR2=1,AD35=AO378),VLOOKUP(37,AN342:BC386,11,FALSE),IF(AND(AR2=1,AD35=AO379),VLOOKUP(38,AN342:BC386,11,FALSE),IF(AND(AR2=1,AD35=AO380),VLOOKUP(39,AN342:BC386,11,FALSE),IF(AND(AR2=1,AD35=AO381),VLOOKUP(40,AN342:BC386,11,FALSE),IF(AND(AR2=1,AD35=AO382),VLOOKUP(41,AN342:BC386,11,FALSE),IF(AND(AR2=1,AD35=AO383),VLOOKUP(42,AN342:BC386,11,FALSE),IF(AND(AR2=1,AD35=AO384),VLOOKUP(43,AN342:BC386,11,FALSE),IF(AND(AR2=1,AD35=AO385),VLOOKUP(44,AN342:BC386,11,FALSE),IF(AND(AR2=1,AD35=AO386),VLOOKUP(45,AN342:BC386,11,FALSE))))))))))))))))))))))))))))))))))))))))))))))","v":5.89},"cm","rx",{"$f":"IF(AND(AR2=2,AD35=AO443),VLOOKUP(1,AN443:AW474,10,FALSE),IF(AND(AR2=2,AD35=AO444),VLOOKUP(2,AN443:AW474,10,FALSE),IF(AND(AR2=2,AD35=AO445),VLOOKUP(3,AN443:AW474,10,FALSE),IF(AND(AR2=2,AD35=AO446),VLOOKUP(4,AN443:AW474,10,FALSE),IF(AND(AR2=2,AD35=AO447),VLOOKUP(5,AN443:AW474,10,FALSE),IF(AND(AR2=2,AD35=AO448),VLOOKUP(6,AN443:AW474,10,FALSE),IF(AND(AR2=2,AD35=AO449),VLOOKUP(7,AN443:AW474,10,FALSE),IF(AND(AR2=2,AD35=AO450),VLOOKUP(8,AN443:AW474,10,FALSE),IF(AND(AR2=2,AD35=AO451),VLOOKUP(9,AN443:AW474,10,FALSE),IF(AND(AR2=2,AD35=AO452),VLOOKUP(10,AN443:AW474,10,FALSE),IF(AND(AR2=2,AD35=AO453),VLOOKUP(11,AN443:AW474,10,FALSE),IF(AND(AR2=2,AD35=AO454),VLOOKUP(12,AN443:AW474,10,FALSE),IF(AND(AR2=2,AD35=AO455),VLOOKUP(13,AN443:AW474,10,FALSE),IF(AND(AR2=2,AD35=AO456),VLOOKUP(14,AN443:AW474,10,FALSE),IF(AND(AR2=2,AD35=AO457),VLOOKUP(15,AN443:AW474,10,FALSE),IF(AND(AR2=2,AD35=AO458),VLOOKUP(16,AN443:AW474,10,FALSE),IF(AND(AR2=2,AD35=AO459),VLOOKUP(17,AN443:AW474,10,FALSE),IF(AND(AR2=2,AD35=AO460),VLOOKUP(18,AN443:AW474,10,FALSE),IF(AND(AR2=2,AD35=AO461),VLOOKUP(19,AN443:AW474,10,FALSE),IF(AND(AR2=2,AD35=AO462),VLOOKUP(20,AN443:AW474,10,FALSE),IF(AND(AR2=2,AD35=AO463),VLOOKUP(21,AN443:AW474,10,FALSE),IF(AND(AR2=2,AD35=AO464),VLOOKUP(22,AN443:AW474,10,FALSE),IF(AND(AR2=2,AD35=AO465),VLOOKUP(23,AN443:AW474,10,FALSE),IF(AND(AR2=2,AD35=AO466),VLOOKUP(24,AN443:AW474,10,FALSE),IF(AND(AR2=2,AD35=AO467),VLOOKUP(25,AN443:AW474,10,FALSE),IF(AND(AR2=2,AD35=AO468),VLOOKUP(26,AN443:AW474,10,FALSE),IF(AND(AR2=2,AD35=AO469),VLOOKUP(27,AN443:AW474,10,FALSE),IF(AND(AR2=2,AD35=AO470),VLOOKUP(28,AN443:AW474,10,FALSE),IF(AND(AR2=2,AD35=AO471),VLOOKUP(29,AN443:AW474,10,FALSE),IF(AND(AR2=2,AD35=AO472),VLOOKUP(30,AN443:AW474,10,FALSE),IF(AND(AR2=2,AD35=AO473),VLOOKUP(31,AN443:AW474,10,FALSE),IF(AND(AR2=2,AD35=AO474),VLOOKUP(32,AN443:AW474,10,FALSE)))))))))))))))))))))))))))))))))","v":false},"cm","rx",{"$f":"IF(AND(AR2=3,AD35=AO402),VLOOKUP(1,AN402:AZ427,12,FALSE),IF(AND(AR2=3,AD35=AO403),VLOOKUP(2,AN402:AZ427,12,FALSE),IF(AND(AR2=3,AD35=AO404),VLOOKUP(3,AN402:AZ427,12,FALSE),IF(AND(AR2=3,AD35=AO405),VLOOKUP(4,AN402:AZ427,12,FALSE),IF(AND(AR2=3,AD35=AO406),VLOOKUP(5,AN402:AZ427,12,FALSE),IF(AND(AR2=3,AD35=AO407),VLOOKUP(6,AN402:AZ427,12,FALSE),IF(AND(AR2=3,AD35=AO408),VLOOKUP(7,AN402:AZ427,12,FALSE),IF(AND(AR2=3,AD35=AO409),VLOOKUP(8,AN402:AZ427,12,FALSE),IF(AND(AR2=3,AD35=AO410),VLOOKUP(9,AN402:AZ427,12,FALSE),IF(AND(AR2=3,AD35=AO411),VLOOKUP(10,AN402:AZ427,12,FALSE),IF(AND(AR2=3,AD35=AO412),VLOOKUP(11,AN402:AZ427,12,FALSE),IF(AND(AR2=3,AD35=AO413),VLOOKUP(12,AN402:AZ427,12,FALSE),IF(AND(AR2=3,AD35=AO414),VLOOKUP(13,AN402:AZ427,12,FALSE),IF(AND(AR2=3,AD35=AO415),VLOOKUP(14,AN402:AZ427,12,FALSE),IF(AND(AR2=3,AD35=AO416),VLOOKUP(15,AN402:AZ427,12,FALSE),IF(AND(AR2=3,AD35=AO417),VLOOKUP(16,AN402:AZ427,12,FALSE),IF(AND(AR2=3,AD35=AO418),VLOOKUP(17,AN402:AZ427,12,FALSE),IF(AND(AR2=3,AD35=AO419),VLOOKUP(18,AN402:AZ427,12,FALSE),IF(AND(AR2=3,AD35=AO420),VLOOKUP(19,AN402:AZ427,12,FALSE),IF(AND(AR2=3,AD35=AO421),VLOOKUP(20,AN402:AZ427,12,FALSE),IF(AND(AR2=3,AD35=AO422),VLOOKUP(21,AN402:AZ427,12,FALSE),IF(AND(AR2=3,AD35=AO423),VLOOKUP(22,AN402:AZ427,12,FALSE),IF(AND(AR2=3,AD35=AO424),VLOOKUP(23,AN402:AZ427,12,FALSE),IF(AND(AR2=3,AD35=AO425),VLOOKUP(24,AN402:AZ427,12,FALSE),IF(AND(AR2=3,AD35=AO426),VLOOKUP(25,AN402:AZ427,12,FALSE),IF(AND(AR2=3,AD35=AO427),VLOOKUP(26,AN402:AZ427,12,FALSE)))))))))))))))))))))))))))","v":false},"cm","rx",{"$f":"IF(AND(AR2=4,AD35=AO157),VLOOKUP(1,AN157:BG202,15,FALSE),IF(AND(AR2=4,AD35=AO158),VLOOKUP(2,AN157:BG202,15,FALSE),IF(AND(AR2=4,AD35=AO159),VLOOKUP(3,AN157:BG202,15,FALSE),IF(AND(AR2=4,AD35=AO160),VLOOKUP(4,AN157:BG202,15,FALSE),IF(AND(AR2=4,AD35=AO161),VLOOKUP(5,AN157:BG202,15,FALSE),IF(AND(AR2=4,AD35=AO162),VLOOKUP(6,AN157:BG202,15,FALSE),IF(AND(AR2=4,AD35=AO163),VLOOKUP(7,AN157:BG202,15,FALSE),IF(AND(AR2=4,AD35=AO164),VLOOKUP(8,AN157:BG202,15,FALSE),IF(AND(AR2=4,AD35=AO165),VLOOKUP(9,AN157:BG202,15,FALSE),IF(AND(AR2=4,AD35=AO166),VLOOKUP(10,AN157:BG202,15,FALSE),IF(AND(AR2=4,AD35=AO167),VLOOKUP(11,AN157:BG202,15,FALSE),IF(AND(AR2=4,AD35=AO168),VLOOKUP(12,AN157:BG202,15,FALSE),IF(AND(AR2=4,AD35=AO169),VLOOKUP(13,AN157:BG202,15,FALSE),IF(AND(AR2=4,AD35=AO170),VLOOKUP(14,AN157:BG202,15,FALSE),IF(AND(AR2=4,AD35=AO171),VLOOKUP(15,AN157:BG202,15,FALSE),IF(AND(AR2=4,AD35=AO172),VLOOKUP(16,AN157:BG202,15,FALSE),IF(AND(AR2=4,AD35=AO173),VLOOKUP(17,AN157:BG202,15,FALSE),IF(AND(AR2=4,AD35=AO174),VLOOKUP(18,AN157:BG202,15,FALSE),IF(AND(AR2=4,AD35=AO175),VLOOKUP(19,AN157:BG202,15,FALSE),IF(AND(AR2=4,AD35=AO176),VLOOKUP(20,AN157:BG202,15,FALSE),IF(AND(AR2=4,AD35=AO177),VLOOKUP(21,AN157:BG202,15,FALSE),IF(AND(AR2=4,AD35=AO178),VLOOKUP(22,AN157:BG202,15,FALSE),IF(AND(AR2=4,AD35=AO179),VLOOKUP(23,AN157:BG202,15,FALSE),IF(AND(AR2=4,AD35=AO180),VLOOKUP(24,AN157:BG202,15,FALSE),IF(AND(AR2=4,AD35=AO181),VLOOKUP(25,AN157:BG202,15,FALSE),IF(AND(AR2=4,AD35=AO182),VLOOKUP(26,AN157:BG202,15,FALSE),IF(AND(AR2=4,AD35=AO183),VLOOKUP(27,AN157:BG202,15,FALSE),IF(AND(AR2=4,AD35=AO184),VLOOKUP(28,AN157:BG202,15,FALSE),IF(AND(AR2=4,AD35=AO185),VLOOKUP(29,AN157:BG202,15,FALSE),IF(AND(AR2=4,AD35=AO186),VLOOKUP(30,AN157:BG202,15,FALSE),IF(AND(AR2=4,AD35=AO187),VLOOKUP(31,AN157:BG202,15,FALSE),IF(AND(AR2=4,AD35=AO188),VLOOKUP(32,AN157:BG202,15,FALSE),IF(AND(AR2=4,AD35=AO189),VLOOKUP(33,AN157:BG202,15,FALSE),IF(AND(AR2=4,AD35=AO190),VLOOKUP(34,AN157:BG202,15,FALSE),IF(AND(AR2=4,AD35=AO191),VLOOKUP(35,AN157:BG202,15,FALSE),IF(AND(AR2=4,AD35=AO192),VLOOKUP(36,AN157:BG202,15,FALSE),IF(AND(AR2=4,AD35=AO193),VLOOKUP(37,AN157:BG202,15,FALSE),IF(AND(AR2=4,AD35=AO194),VLOOKUP(38,AN157:BG202,15,FALSE),IF(AND(AR2=4,AD35=AO195),VLOOKUP(39,AN157:BG202,15,FALSE),IF(AND(AR2=4,AD35=AO196),VLOOKUP(40,AN157:BG202,15,FALSE),IF(AND(AR2=4,AD35=AO197),VLOOKUP(41,AN157:BG202,15,FALSE),IF(AND(AR2=4,AD35=AO198),VLOOKUP(42,AN157:BG202,15,FALSE),IF(AND(AR2=4,AD35=AO199),VLOOKUP(43,AN157:BG202,15,FALSE),IF(AND(AR2=4,AD35=AO200),VLOOKUP(44,AN157:BG202,15,FALSE),IF(AND(AR2=4,AD35=AO201),VLOOKUP(45,AN157:BG202,15,FALSE),IF(AND(AR2=4,AD35=AO202),VLOOKUP(46,AN157:BG202,15,FALSE)))))))))))))))))))))))))))))))))))))))))))))))","v":false},"cm","rx",{"$f":"IF(AND(AR2=5,AD35=AO126),VLOOKUP(1,AN126:BD141,14,FALSE),IF(AND(AR2=5,AD35=AO127),VLOOKUP(2,AN126:BD141,14,FALSE),IF(AND(AR2=5,AD35=AO128),VLOOKUP(3,AN126:BD141,14,FALSE),IF(AND(AR2=5,AD35=AO129),VLOOKUP(4,AN126:BD141,14,FALSE),IF(AND(AR2=5,AD35=AO130),VLOOKUP(5,AN126:BD141,14,FALSE),IF(AND(AR2=5,AD35=AO131),VLOOKUP(6,AN126:BD141,14,FALSE),IF(AND(AR2=5,AD35=AO132),VLOOKUP(7,AN126:BD141,14,FALSE),IF(AND(AR2=5,AD35=AO133),VLOOKUP(8,AN126:BD141,14,FALSE),IF(AND(AR2=5,AD35=AO134),VLOOKUP(9,AN126:BD141,14,FALSE),IF(AND(AR2=5,AD35=AO135),VLOOKUP(10,AN126:BD141,14,FALSE),IF(AND(AR2=5,AD35=AO136),VLOOKUP(11,AN126:BD141,14,FALSE),IF(AND(AR2=5,AD35=AO137),VLOOKUP(12,AN126:BD141,14,FALSE),IF(AND(AR2=5,AD35=AO138),VLOOKUP(13,AN126:BD141,14,FALSE),IF(AND(AR2=5,AD35=AO139),VLOOKUP(14,AN126:BD141,14,FALSE),IF(AND(AR2=5,AD35=AO140),VLOOKUP(15,AN126:BD141,14,FALSE),IF(AND(AR2=5,AD35=AO141),VLOOKUP(16,AN126:BD141,14,FALSE)))))))))))))))))","v":false},"cm","rx",{"$f":"IF(AND(AR2=6,AD35=AO218),VLOOKUP(1,AN218:BQ290,22,FALSE),IF(AND(AR2=6,AD35=AO219),VLOOKUP(2,AN218:BQ290,22,FALSE),IF(AND(AR2=6,AD35=AO220),VLOOKUP(3,AN218:BQ290,22,FALSE),IF(AND(AR2=6,AD35=AO221),VLOOKUP(4,AN218:BQ290,22,FALSE),IF(AND(AR2=6,AD35=AO222),VLOOKUP(5,AN218:BQ290,22,FALSE),IF(AND(AR2=6,AD35=AO223),VLOOKUP(6,AN218:BQ290,22,FALSE),IF(AND(AR2=6,AD35=AO224),VLOOKUP(7,AN218:BQ290,22,FALSE),IF(AND(AR2=6,AD35=AO225),VLOOKUP(8,AN218:BQ290,22,FALSE),IF(AND(AR2=6,AD35=AO226),VLOOKUP(9,AN218:BQ290,22,FALSE),IF(AND(AR2=6,AD35=AO227),VLOOKUP(10,AN218:BQ290,22,FALSE),IF(AND(AR2=6,AD35=AO228),VLOOKUP(11,AN218:BQ290,22,FALSE),IF(AND(AR2=6,AD35=AO229),VLOOKUP(12,AN218:BQ290,22,FALSE),IF(AND(AR2=6,AD35=AO230),VLOOKUP(13,AN218:BQ290,22,FALSE),IF(AND(AR2=6,AD35=AO231),VLOOKUP(14,AN218:BQ290,22,FALSE),IF(AND(AR2=6,AD35=AO232),VLOOKUP(15,AN218:BQ290,22,FALSE),IF(AND(AR2=6,AD35=AO233),VLOOKUP(16,AN218:BQ290,22,FALSE),IF(AND(AR2=6,AD35=AO234),VLOOKUP(17,AN218:BQ290,22,FALSE),IF(AND(AR2=6,AD35=AO235),VLOOKUP(18,AN218:BQ290,22,FALSE),IF(AND(AR2=6,AD35=AO236),VLOOKUP(19,AN218:BQ290,22,FALSE),IF(AND(AR2=6,AD35=AO237),VLOOKUP(20,AN218:BQ290,22,FALSE),IF(AND(AR2=6,AD35=AO238),VLOOKUP(21,AN218:BQ290,22,FALSE),IF(AND(AR2=6,AD35=AO239),VLOOKUP(22,AN218:BQ290,22,FALSE),IF(AND(AR2=6,AD35=AO240),VLOOKUP(23,AN218:BQ290,22,FALSE),IF(AND(AR2=6,AD35=AO241),VLOOKUP(24,AN218:BQ290,22,FALSE),IF(AND(AR2=6,AD35=AO242),VLOOKUP(25,AN218:BQ290,22,FALSE),IF(AND(AR2=6,AD35=AO243),VLOOKUP(26,AN218:BQ290,22,FALSE),IF(AND(AR2=6,AD35=AO244),VLOOKUP(27,AN218:BQ290,22,FALSE),IF(AND(AR2=6,AD35=AO245),VLOOKUP(28,AN218:BQ290,22,FALSE),IF(AND(AR2=6,AD35=AO246),VLOOKUP(29,AN218:BQ290,22,FALSE),IF(AND(AR2=6,AD35=AO247),VLOOKUP(30,AN218:BQ290,22,FALSE),IF(AND(AR2=6,AD35=AO248),VLOOKUP(31,AN218:BQ290,22,FALSE),IF(AND(AR2=6,AD35=AO249),VLOOKUP(32,AN218:BQ290,22,FALSE),IF(AND(AR2=6,AD35=AO250),VLOOKUP(33,AN218:BQ290,22,FALSE),IF(AND(AR2=6,AD35=AO251),VLOOKUP(34,AN218:BQ290,22,FALSE),IF(AND(AR2=6,AD35=AO252),VLOOKUP(35,AN218:BQ290,22,FALSE),IF(AND(AR2=6,AD35=AO253),VLOOKUP(36,AN218:BQ290,22,FALSE),IF(AND(AR2=6,AD35=AO254),VLOOKUP(37,AN218:BQ290,22,FALSE),IF(AND(AR2=6,AD35=AO255),VLOOKUP(38,AN218:BQ290,22,FALSE),IF(AND(AR2=6,AD35=AO256),VLOOKUP(39,AN218:BQ290,22,FALSE),IF(AND(AR2=6,AD35=AO257),VLOOKUP(40,AN218:BQ290,22,FALSE),IF(AND(AR2=6,AD35=AO258),VLOOKUP(41,AN218:BQ290,22,FALSE),IF(AND(AR2=6,AD35=AO259),VLOOKUP(42,AN218:BQ290,22,FALSE),IF(AND(AR2=6,AD35=AO260),VLOOKUP(43,AN218:BQ290,22,FALSE),IF(AND(AR2=6,AD35=AO261),VLOOKUP(44,AN218:BQ290,22,FALSE),IF(AND(AR2=6,AD35=AO262),VLOOKUP(45,AN218:BQ290,22,FALSE),IF(AND(AR2=6,AD35=AO263),VLOOKUP(46,AN218:BQ290,22,FALSE),IF(AND(AR2=6,AD35=AO264),VLOOKUP(47,AN218:BQ290,22,FALSE),IF(AND(AR2=6,AD35=AO265),VLOOKUP(48,AN218:BQ290,22,FALSE),IF(AND(AR2=6,AD35=AO266),VLOOKUP(49,AN218:BQ290,22,FALSE),IF(AND(AR2=6,AD35=AO267),VLOOKUP(50,AN218:BQ290,22,FALSE),IF(AND(AR2=6,AD35=AO268),VLOOKUP(51,AN218:BQ290,22,FALSE),IF(AND(AR2=6,AD35=AO269),VLOOKUP(52,AN218:BQ290,22,FALSE),IF(AND(AR2=6,AD35=AO270),VLOOKUP(53,AN218:BQ290,22,FALSE),IF(AND(AR2=6,AD35=AO271),VLOOKUP(54,AN218:BQ290,22,FALSE),IF(AND(AR2=6,AD35=AO272),VLOOKUP(55,AN218:BQ290,22,FALSE),IF(AND(AR2=6,AD35=AO273),VLOOKUP(56,AN218:BQ290,22,FALSE),IF(AND(AR2=6,AD35=AO274),VLOOKUP(57,AN218:BQ290,22,FALSE),IF(AND(AR2=6,AD35=AO275),VLOOKUP(58,AN218:BQ290,22,FALSE),IF(AND(AR2=6,AD35=AO276),VLOOKUP(59,AN218:BQ290,22,FALSE),IF(AND(AR2=6,AD35=AO277),VLOOKUP(60,AN218:BQ290,22,FALSE),IF(AND(AR2=6,AD35=AO278),VLOOKUP(61,AN218:BQ290,22,FALSE),IF(AND(AR2=6,AD35=AO279),VLOOKUP(62,AN218:BQ290,22,FALSE),IF(AND(AR2=6,AD35=AO280),VLOOKUP(63,AN218:BQ290,22,FALSE),IF(AND(AR2=6,AD35=AO281),VLOOKUP(64,AN218:BQ290,22,FALSE)))))))))))))))))))))))))))))))))))))))))))))))))))))))))))))))))","v":false},"cm","rx",{"$f":"IF(AND(AR2=7,AD35=AO308),VLOOKUP(1,AN308:BB327,12,FALSE),IF(AND(AR2=7,AD35=AO309),VLOOKUP(2,AN308:BB327,12,FALSE),IF(AND(AR2=7,AD35=AO310),VLOOKUP(3,AN308:BB327,12,FALSE),IF(AND(AR2=7,AD35=AO311),VLOOKUP(4,AN308:BB327,12,FALSE),IF(AND(AR2=7,AD35=AO312),VLOOKUP(5,AN308:BB327,12,FALSE),IF(AND(AR2=7,AD35=AO313),VLOOKUP(6,AN308:BB327,12,FALSE),IF(AND(AR2=7,AD35=AO314),VLOOKUP(7,AN308:BB327,12,FALSE),IF(AND(AR2=7,AD35=AO315),VLOOKUP(8,AN308:BB327,12,FALSE),IF(AND(AR2=7,AD35=AO316),VLOOKUP(9,AN308:BB327,12,FALSE),IF(AND(AR2=7,AD35=AO317),VLOOKUP(10,AN308:BB327,12,FALSE),IF(AND(AR2=7,AD35=AO318),VLOOKUP(11,AN308:BB327,12,FALSE),IF(AND(AR2=7,AD35=AO319),VLOOKUP(12,AN308:BB327,12,FALSE),IF(AND(AR2=7,AD35=AO320),VLOOKUP(13,AN308:BB327,12,FALSE),IF(AND(AR2=7,AD35=AO321),VLOOKUP(14,AN308:BB327,12,FALSE),IF(AND(AR2=7,AD35=AO322),VLOOKUP(15,AN308:BB327,12,FALSE),IF(AND(AR2=7,AD35=AO323),VLOOKUP(16,AN308:BB327,12,FALSE),IF(AND(AR2=7,AD35=AO324),VLOOKUP(17,AN308:BB327,12,FALSE),IF(AND(AR2=7,AD35=AO325),VLOOKUP(18,AN308:BB327,12,FALSE),IF(AND(AR2=7,AD35=AO326),VLOOKUP(19,AN308:BB327,12,FALSE),IF(AND(AR2=7,AD35=AO327),VLOOKUP(20,AN308:BB327,12,FALSE)))))))))))))))))))))","v":false},"cm","rx",{"$f":"IF(AND(AR2=8,AD35=AO1062),VLOOKUP(1,AN1062:BG1074,15,FALSE),IF(AND(AR2=8,AD35=AO1063),VLOOKUP(2,AN1062:BG1074,15,FALSE),IF(AND(AR2=8,AD35=AO1064),VLOOKUP(3,AN1062:BG1074,15,FALSE),IF(AND(AR2=8,AD35=AO1065),VLOOKUP(4,AN1062:BG1074,15,FALSE),IF(AND(AR2=8,AD35=AO1066),VLOOKUP(5,AN1062:BG1074,15,FALSE),IF(AND(AR2=8,AD35=AO1067),VLOOKUP(6,AN1062:BG1074,15,FALSE),IF(AND(AR2=8,AD35=AO1068),VLOOKUP(7,AN1062:BG1074,15,FALSE),IF(AND(AR2=8,AD35=AO1069),VLOOKUP(8,AN1062:BG1074,15,FALSE),IF(AND(AR2=8,AD35=AO1070),VLOOKUP(9,AN1062:BG1074,15,FALSE),IF(AND(AR2=8,AD35=AO1071),VLOOKUP(10,AN1062:BG1074,15,FALSE),IF(AND(AR2=8,AD35=AO1072),VLOOKUP(11,AN1062:BG1074,15,FALSE),IF(AND(AR2=8,AD35=AO1073),VLOOKUP(12,AN1062:BG1074,15,FALSE),IF(AND(AR2=8,AD35=AO1074),VLOOKUP(13,AN1062:BG1074,15,FALSE))))))))))))))","v":false},"cm"]
[null,null,null,null,null,null,null,null,null,null,null,null,null,null,null,null,null,null,null,null,null,null,null,null,null,null,null,null,null,null,null,null,null,null,null,null,null,null,null,null,null,null,null,"ry",{"$f":"IF(AND(AR2=1,AD35=AO342),VLOOKUP(1,AN342:BC386,12,FALSE),IF(AND(AR2=1,AD35=AO343),VLOOKUP(2,AN342:BC386,12,FALSE),IF(AND(AR2=1,AD35=AO344),VLOOKUP(3,AN342:BC386,12,FALSE),IF(AND(AR2=1,AD35=AO345),VLOOKUP(4,AN342:BC386,12,FALSE),IF(AND(AR2=1,AD35=AO346),VLOOKUP(5,AN342:BC386,12,FALSE),IF(AND(AR2=1,AD35=AO347),VLOOKUP(6,AN342:BC386,12,FALSE),IF(AND(AR2=1,AD35=AO348),VLOOKUP(7,AN342:BC386,12,FALSE),IF(AND(AR2=1,AD35=AO349),VLOOKUP(8,AN342:BC386,12,FALSE),IF(AND(AR2=1,AD35=AO350),VLOOKUP(9,AN342:BC386,12,FALSE),IF(AND(AR2=1,AD35=AO351),VLOOKUP(10,AN342:BC386,12,FALSE),IF(AND(AR2=1,AD35=AO352),VLOOKUP(11,AN342:BC386,12,FALSE),IF(AND(AR2=1,AD35=AO353),VLOOKUP(12,AN342:BC386,12,FALSE),IF(AND(AR2=1,AD35=AO354),VLOOKUP(13,AN342:BC386,12,FALSE),IF(AND(AR2=1,AD35=AO355),VLOOKUP(14,AN342:BC386,12,FALSE),IF(AND(AR2=1,AD35=AO356),VLOOKUP(15,AN342:BC386,12,FALSE),IF(AND(AR2=1,AD35=AO357),VLOOKUP(16,AN342:BC386,12,FALSE),IF(AND(AR2=1,AD35=AO358),VLOOKUP(17,AN342:BC386,12,FALSE),IF(AND(AR2=1,AD35=AO359),VLOOKUP(18,AN342:BC386,12,FALSE),IF(AND(AR2=1,AD35=AO360),VLOOKUP(19,AN342:BC386,12,FALSE),IF(AND(AR2=1,AD35=AO361),VLOOKUP(20,AN342:BC386,12,FALSE),IF(AND(AR2=1,AD35=AO362),VLOOKUP(21,AN342:BC386,12,FALSE),IF(AND(AR2=1,AD35=AO363),VLOOKUP(22,AN342:BC386,12,FALSE),IF(AND(AR2=1,AD35=AO364),VLOOKUP(23,AN342:BC386,12,FALSE),IF(AND(AR2=1,AD35=AO365),VLOOKUP(24,AN342:BC386,12,FALSE),IF(AND(AR2=1,AD35=AO366),VLOOKUP(25,AN342:BC386,12,FALSE),IF(AND(AR2=1,AD35=AO367),VLOOKUP(26,AN342:BC386,12,FALSE),IF(AND(AR2=1,AD35=AO368),VLOOKUP(27,AN342:BC386,12,FALSE),IF(AND(AR2=1,AD35=AO369),VLOOKUP(28,AN342:BC386,12,FALSE),IF(AND(AR2=1,AD35=AO370),VLOOKUP(29,AN342:BC386,12,FALSE),IF(AND(AR2=1,AD35=AO371),VLOOKUP(30,AN342:BC386,12,FALSE),IF(AND(AR2=1,AD35=AO372),VLOOKUP(31,AN342:BC386,12,FALSE),IF(AND(AR2=1,AD35=AO373),VLOOKUP(32,AN342:BC386,12,FALSE),IF(AND(AR2=1,AD35=AO374),VLOOKUP(33,AN342:BC386,12,FALSE),IF(AND(AR2=1,AD35=AO375),VLOOKUP(34,AN342:BC386,12,FALSE),IF(AND(AR2=1,AD35=AO376),VLOOKUP(35,AN342:BC386,12,FALSE),IF(AND(AR2=1,AD35=AO377),VLOOKUP(36,AN342:BC386,12,FALSE),IF(AND(AR2=1,AD35=AO378),VLOOKUP(37,AN342:BC386,12,FALSE),IF(AND(AR2=1,AD35=AO379),VLOOKUP(38,AN342:BC386,12,FALSE),IF(AND(AR2=1,AD35=AO380),VLOOKUP(39,AN342:BC386,12,FALSE),IF(AND(AR2=1,AD35=AO381),VLOOKUP(40,AN342:BC386,12,FALSE),IF(AND(AR2=1,AD35=AO382),VLOOKUP(41,AN342:BC386,12,FALSE),IF(AND(AR2=1,AD35=AO383),VLOOKUP(42,AN342:BC386,12,FALSE),IF(AND(AR2=1,AD35=AO384),VLOOKUP(43,AN342:BC386,12,FALSE),IF(AND(AR2=1,AD35=AO385),VLOOKUP(44,AN342:BC386,12,FALSE),IF(AND(AR2=1,AD35=AO386),VLOOKUP(45,AN342:BC386,12,FALSE))))))))))))))))))))))))))))))))))))))))))))))","v":2.37},"cm","ry",{"$f":"IF(AND(AR2=2,AD35=AO443),VLOOKUP(1,AN443:AW474,10,FALSE),IF(AND(AR2=2,AD35=AO444),VLOOKUP(2,AN443:AW474,10,FALSE),IF(AND(AR2=2,AD35=AO445),VLOOKUP(3,AN443:AW474,10,FALSE),IF(AND(AR2=2,AD35=AO446),VLOOKUP(4,AN443:AW474,10,FALSE),IF(AND(AR2=2,AD35=AO447),VLOOKUP(5,AN443:AW474,10,FALSE),IF(AND(AR2=2,AD35=AO448),VLOOKUP(6,AN443:AW474,10,FALSE),IF(AND(AR2=2,AD35=AO449),VLOOKUP(7,AN443:AW474,10,FALSE),IF(AND(AR2=2,AD35=AO450),VLOOKUP(8,AN443:AW474,10,FALSE),IF(AND(AR2=2,AD35=AO451),VLOOKUP(9,AN443:AW474,10,FALSE),IF(AND(AR2=2,AD35=AO452),VLOOKUP(10,AN443:AW474,10,FALSE),IF(AND(AR2=2,AD35=AO453),VLOOKUP(11,AN443:AW474,10,FALSE),IF(AND(AR2=2,AD35=AO454),VLOOKUP(12,AN443:AW474,10,FALSE),IF(AND(AR2=2,AD35=AO455),VLOOKUP(13,AN443:AW474,10,FALSE),IF(AND(AR2=2,AD35=AO456),VLOOKUP(14,AN443:AW474,10,FALSE),IF(AND(AR2=2,AD35=AO457),VLOOKUP(15,AN443:AW474,10,FALSE),IF(AND(AR2=2,AD35=AO458),VLOOKUP(16,AN443:AW474,10,FALSE),IF(AND(AR2=2,AD35=AO459),VLOOKUP(17,AN443:AW474,10,FALSE),IF(AND(AR2=2,AD35=AO460),VLOOKUP(18,AN443:AW474,10,FALSE),IF(AND(AR2=2,AD35=AO461),VLOOKUP(19,AN443:AW474,10,FALSE),IF(AND(AR2=2,AD35=AO462),VLOOKUP(20,AN443:AW474,10,FALSE),IF(AND(AR2=2,AD35=AO463),VLOOKUP(21,AN443:AW474,10,FALSE),IF(AND(AR2=2,AD35=AO464),VLOOKUP(22,AN443:AW474,10,FALSE),IF(AND(AR2=2,AD35=AO465),VLOOKUP(23,AN443:AW474,10,FALSE),IF(AND(AR2=2,AD35=AO466),VLOOKUP(24,AN443:AW474,10,FALSE),IF(AND(AR2=2,AD35=AO467),VLOOKUP(25,AN443:AW474,10,FALSE),IF(AND(AR2=2,AD35=AO468),VLOOKUP(26,AN443:AW474,10,FALSE),IF(AND(AR2=2,AD35=AO469),VLOOKUP(27,AN443:AW474,10,FALSE),IF(AND(AR2=2,AD35=AO470),VLOOKUP(28,AN443:AW474,10,FALSE),IF(AND(AR2=2,AD35=AO471),VLOOKUP(29,AN443:AW474,10,FALSE),IF(AND(AR2=2,AD35=AO472),VLOOKUP(30,AN443:AW474,10,FALSE),IF(AND(AR2=2,AD35=AO473),VLOOKUP(31,AN443:AW474,10,FALSE),IF(AND(AR2=2,AD35=AO474),VLOOKUP(32,AN443:AW474,10,FALSE)))))))))))))))))))))))))))))))))","v":false},"cm","ry",{"$f":"IF(AND(AR2=3,AD35=AO402),VLOOKUP(1,AN402:AZ427,13,FALSE),IF(AND(AR2=3,AD35=AO403),VLOOKUP(2,AN402:AZ427,13,FALSE),IF(AND(AR2=3,AD35=AO404),VLOOKUP(3,AN402:AZ427,13,FALSE),IF(AND(AR2=3,AD35=AO405),VLOOKUP(4,AN402:AZ427,13,FALSE),IF(AND(AR2=3,AD35=AO406),VLOOKUP(5,AN402:AZ427,13,FALSE),IF(AND(AR2=3,AD35=AO407),VLOOKUP(6,AN402:AZ427,13,FALSE),IF(AND(AR2=3,AD35=AO408),VLOOKUP(7,AN402:AZ427,13,FALSE),IF(AND(AR2=3,AD35=AO409),VLOOKUP(8,AN402:AZ427,13,FALSE),IF(AND(AR2=3,AD35=AO410),VLOOKUP(9,AN402:AZ427,13,FALSE),IF(AND(AR2=3,AD35=AO411),VLOOKUP(10,AN402:AZ427,13,FALSE),IF(AND(AR2=3,AD35=AO412),VLOOKUP(11,AN402:AZ427,13,FALSE),IF(AND(AR2=3,AD35=AO413),VLOOKUP(12,AN402:AZ427,13,FALSE),IF(AND(AR2=3,AD35=AO414),VLOOKUP(13,AN402:AZ427,13,FALSE),IF(AND(AR2=3,AD35=AO415),VLOOKUP(14,AN402:AZ427,13,FALSE),IF(AND(AR2=3,AD35=AO416),VLOOKUP(15,AN402:AZ427,13,FALSE),IF(AND(AR2=3,AD35=AO417),VLOOKUP(16,AN402:AZ427,13,FALSE),IF(AND(AR2=3,AD35=AO418),VLOOKUP(17,AN402:AZ427,13,FALSE),IF(AND(AR2=3,AD35=AO419),VLOOKUP(18,AN402:AZ427,13,FALSE),IF(AND(AR2=3,AD35=AO420),VLOOKUP(19,AN402:AZ427,13,FALSE),IF(AND(AR2=3,AD35=AO421),VLOOKUP(20,AN402:AZ427,13,FALSE),IF(AND(AR2=3,AD35=AO422),VLOOKUP(21,AN402:AZ427,13,FALSE),IF(AND(AR2=3,AD35=AO423),VLOOKUP(22,AN402:AZ427,13,FALSE),IF(AND(AR2=3,AD35=AO424),VLOOKUP(23,AN402:AZ427,13,FALSE),IF(AND(AR2=3,AD35=AO425),VLOOKUP(24,AN402:AZ427,13,FALSE),IF(AND(AR2=3,AD35=AO426),VLOOKUP(25,AN402:AZ427,13,FALSE),IF(AND(AR2=3,AD35=AO427),VLOOKUP(26,AN402:AZ427,13,FALSE)))))))))))))))))))))))))))","v":false},"cm","ry",{"$f":"BB31","v":false},"cm","ry",{"$f":"IF(AND(AR2=5,AD35=AO126),VLOOKUP(1,AN126:BD141,15,FALSE),IF(AND(AR2=5,AD35=AO127),VLOOKUP(2,AN126:BD141,15,FALSE),IF(AND(AR2=5,AD35=AO128),VLOOKUP(3,AN126:BD141,15,FALSE),IF(AND(AR2=5,AD35=AO129),VLOOKUP(4,AN126:BD141,15,FALSE),IF(AND(AR2=5,AD35=AO130),VLOOKUP(5,AN126:BD141,15,FALSE),IF(AND(AR2=5,AD35=AO131),VLOOKUP(6,AN126:BD141,15,FALSE),IF(AND(AR2=5,AD35=AO132),VLOOKUP(7,AN126:BD141,15,FALSE),IF(AND(AR2=5,AD35=AO133),VLOOKUP(8,AN126:BD141,15,FALSE),IF(AND(AR2=5,AD35=AO134),VLOOKUP(9,AN126:BD141,15,FALSE),IF(AND(AR2=5,AD35=AO135),VLOOKUP(10,AN126:BD141,15,FALSE),IF(AND(AR2=5,AD35=AO136),VLOOKUP(11,AN126:BD141,15,FALSE),IF(AND(AR2=5,AD35=AO137),VLOOKUP(12,AN126:BD141,15,FALSE),IF(AND(AR2=5,AD35=AO138),VLOOKUP(13,AN126:BD141,15,FALSE),IF(AND(AR2=5,AD35=AO139),VLOOKUP(14,AN126:BD141,15,FALSE),IF(AND(AR2=5,AD35=AO140),VLOOKUP(15,AN126:BD141,15,FALSE),IF(AND(AR2=5,AD35=AO141),VLOOKUP(16,AN126:BD141,15,FALSE)))))))))))))))))","v":false},"cm","ry",{"$f":"IF(AND(AR2=6,AD35=AO218),VLOOKUP(1,AN218:BQ290,24,FALSE),IF(AND(AR2=6,AD35=AO219),VLOOKUP(2,AN218:BQ290,24,FALSE),IF(AND(AR2=6,AD35=AO220),VLOOKUP(3,AN218:BQ290,24,FALSE),IF(AND(AR2=6,AD35=AO221),VLOOKUP(4,AN218:BQ290,24,FALSE),IF(AND(AR2=6,AD35=AO222),VLOOKUP(5,AN218:BQ290,24,FALSE),IF(AND(AR2=6,AD35=AO223),VLOOKUP(6,AN218:BQ290,24,FALSE),IF(AND(AR2=6,AD35=AO224),VLOOKUP(7,AN218:BQ290,24,FALSE),IF(AND(AR2=6,AD35=AO225),VLOOKUP(8,AN218:BQ290,24,FALSE),IF(AND(AR2=6,AD35=AO226),VLOOKUP(9,AN218:BQ290,24,FALSE),IF(AND(AR2=6,AD35=AO227),VLOOKUP(10,AN218:BQ290,24,FALSE),IF(AND(AR2=6,AD35=AO228),VLOOKUP(11,AN218:BQ290,24,FALSE),IF(AND(AR2=6,AD35=AO229),VLOOKUP(12,AN218:BQ290,24,FALSE),IF(AND(AR2=6,AD35=AO230),VLOOKUP(13,AN218:BQ290,24,FALSE),IF(AND(AR2=6,AD35=AO231),VLOOKUP(14,AN218:BQ290,24,FALSE),IF(AND(AR2=6,AD35=AO232),VLOOKUP(15,AN218:BQ290,24,FALSE),IF(AND(AR2=6,AD35=AO233),VLOOKUP(16,AN218:BQ290,24,FALSE),IF(AND(AR2=6,AD35=AO234),VLOOKUP(17,AN218:BQ290,24,FALSE),IF(AND(AR2=6,AD35=AO235),VLOOKUP(18,AN218:BQ290,24,FALSE),IF(AND(AR2=6,AD35=AO236),VLOOKUP(19,AN218:BQ290,24,FALSE),IF(AND(AR2=6,AD35=AO237),VLOOKUP(20,AN218:BQ290,24,FALSE),IF(AND(AR2=6,AD35=AO238),VLOOKUP(21,AN218:BQ290,24,FALSE),IF(AND(AR2=6,AD35=AO239),VLOOKUP(22,AN218:BQ290,24,FALSE),IF(AND(AR2=6,AD35=AO240),VLOOKUP(23,AN218:BQ290,24,FALSE),IF(AND(AR2=6,AD35=AO241),VLOOKUP(24,AN218:BQ290,24,FALSE),IF(AND(AR2=6,AD35=AO242),VLOOKUP(25,AN218:BQ290,24,FALSE),IF(AND(AR2=6,AD35=AO243),VLOOKUP(26,AN218:BQ290,24,FALSE),IF(AND(AR2=6,AD35=AO244),VLOOKUP(27,AN218:BQ290,24,FALSE),IF(AND(AR2=6,AD35=AO245),VLOOKUP(28,AN218:BQ290,24,FALSE),IF(AND(AR2=6,AD35=AO246),VLOOKUP(29,AN218:BQ290,24,FALSE),IF(AND(AR2=6,AD35=AO247),VLOOKUP(30,AN218:BQ290,24,FALSE),IF(AND(AR2=6,AD35=AO248),VLOOKUP(31,AN218:BQ290,24,FALSE),IF(AND(AR2=6,AD35=AO249),VLOOKUP(32,AN218:BQ290,24,FALSE),IF(AND(AR2=6,AD35=AO250),VLOOKUP(33,AN218:BQ290,24,FALSE),IF(AND(AR2=6,AD35=AO251),VLOOKUP(34,AN218:BQ290,24,FALSE),IF(AND(AR2=6,AD35=AO252),VLOOKUP(35,AN218:BQ290,24,FALSE),IF(AND(AR2=6,AD35=AO253),VLOOKUP(36,AN218:BQ290,24,FALSE),IF(AND(AR2=6,AD35=AO254),VLOOKUP(37,AN218:BQ290,24,FALSE),IF(AND(AR2=6,AD35=AO255),VLOOKUP(38,AN218:BQ290,24,FALSE),IF(AND(AR2=6,AD35=AO256),VLOOKUP(39,AN218:BQ290,24,FALSE),IF(AND(AR2=6,AD35=AO257),VLOOKUP(40,AN218:BQ290,24,FALSE),IF(AND(AR2=6,AD35=AO258),VLOOKUP(41,AN218:BQ290,24,FALSE),IF(AND(AR2=6,AD35=AO259),VLOOKUP(42,AN218:BQ290,24,FALSE),IF(AND(AR2=6,AD35=AO260),VLOOKUP(43,AN218:BQ290,24,FALSE),IF(AND(AR2=6,AD35=AO261),VLOOKUP(44,AN218:BQ290,24,FALSE),IF(AND(AR2=6,AD35=AO262),VLOOKUP(45,AN218:BQ290,24,FALSE),IF(AND(AR2=6,AD35=AO263),VLOOKUP(46,AN218:BQ290,24,FALSE),IF(AND(AR2=6,AD35=AO264),VLOOKUP(47,AN218:BQ290,24,FALSE),IF(AND(AR2=6,AD35=AO265),VLOOKUP(48,AN218:BQ290,24,FALSE),IF(AND(AR2=6,AD35=AO266),VLOOKUP(49,AN218:BQ290,24,FALSE),IF(AND(AR2=6,AD35=AO267),VLOOKUP(50,AN218:BQ290,24,FALSE),IF(AND(AR2=6,AD35=AO268),VLOOKUP(51,AN218:BQ290,24,FALSE),IF(AND(AR2=6,AD35=AO269),VLOOKUP(52,AN218:BQ290,24,FALSE),IF(AND(AR2=6,AD35=AO270),VLOOKUP(53,AN218:BQ290,24,FALSE),IF(AND(AR2=6,AD35=AO271),VLOOKUP(54,AN218:BQ290,24,FALSE),IF(AND(AR2=6,AD35=AO272),VLOOKUP(55,AN218:BQ290,24,FALSE),IF(AND(AR2=6,AD35=AO273),VLOOKUP(56,AN218:BQ290,24,FALSE),IF(AND(AR2=6,AD35=AO274),VLOOKUP(57,AN218:BQ290,24,FALSE),IF(AND(AR2=6,AD35=AO275),VLOOKUP(58,AN218:BQ290,24,FALSE),IF(AND(AR2=6,AD35=AO276),VLOOKUP(59,AN218:BQ290,24,FALSE),IF(AND(AR2=6,AD35=AO277),VLOOKUP(60,AN218:BQ290,24,FALSE),IF(AND(AR2=6,AD35=AO278),VLOOKUP(61,AN218:BQ290,24,FALSE),IF(AND(AR2=6,AD35=AO279),VLOOKUP(62,AN218:BQ290,24,FALSE),IF(AND(AR2=6,AD35=AO280),VLOOKUP(63,AN218:BQ290,24,FALSE),IF(AND(AR2=6,AD35=AO281),VLOOKUP(64,AN218:BQ290,24,FALSE)))))))))))))))))))))))))))))))))))))))))))))))))))))))))))))))))","v":false},"cm","ry",{"$f":"IF(AND(AR2=7,AD35=AO308),VLOOKUP(1,AN308:BB327,13,FALSE),IF(AND(AR2=7,AD35=AO309),VLOOKUP(2,AN308:BB327,13,FALSE),IF(AND(AR2=7,AD35=AO310),VLOOKUP(3,AN308:BB327,13,FALSE),IF(AND(AR2=7,AD35=AO311),VLOOKUP(4,AN308:BB327,13,FALSE),IF(AND(AR2=7,AD35=AO312),VLOOKUP(5,AN308:BB327,13,FALSE),IF(AND(AR2=7,AD35=AO313),VLOOKUP(6,AN308:BB327,13,FALSE),IF(AND(AR2=7,AD35=AO314),VLOOKUP(7,AN308:BB327,13,FALSE),IF(AND(AR2=7,AD35=AO315),VLOOKUP(8,AN308:BB327,13,FALSE),IF(AND(AR2=7,AD35=AO316),VLOOKUP(9,AN308:BB327,13,FALSE),IF(AND(AR2=7,AD35=AO317),VLOOKUP(10,AN308:BB327,13,FALSE),IF(AND(AR2=7,AD35=AO318),VLOOKUP(11,AN308:BB327,13,FALSE),IF(AND(AR2=7,AD35=AO319),VLOOKUP(12,AN308:BB327,13,FALSE),IF(AND(AR2=7,AD35=AO320),VLOOKUP(13,AN308:BB327,13,FALSE),IF(AND(AR2=7,AD35=AO321),VLOOKUP(14,AN308:BB327,13,FALSE),IF(AND(AR2=7,AD35=AO322),VLOOKUP(15,AN308:BB327,13,FALSE),IF(AND(AR2=7,AD35=AO323),VLOOKUP(16,AN308:BB327,13,FALSE),IF(AND(AR2=7,AD35=AO324),VLOOKUP(17,AN308:BB327,13,FALSE),IF(AND(AR2=7,AD35=AO325),VLOOKUP(18,AN308:BB327,13,FALSE),IF(AND(AR2=7,AD35=AO326),VLOOKUP(19,AN308:BB327,13,FALSE),IF(AND(AR2=7,AD35=AO327),VLOOKUP(20,AN308:BB327,13,FALSE)))))))))))))))))))))","v":false},"cm","ry",{"$f":"IF(AND(AR2=8,AD35=AO1062),VLOOKUP(1,AN1062:BG1074,16,FALSE),IF(AND(AR2=8,AD35=AO1063),VLOOKUP(2,AN1062:BG1074,16,FALSE),IF(AND(AR2=8,AD35=AO1064),VLOOKUP(3,AN1062:BG1074,16,FALSE),IF(AND(AR2=8,AD35=AO1065),VLOOKUP(4,AN1062:BG1074,16,FALSE),IF(AND(AR2=8,AD35=AO1066),VLOOKUP(5,AN1062:BG1074,16,FALSE),IF(AND(AR2=8,AD35=AO1067),VLOOKUP(6,AN1062:BG1074,16,FALSE),IF(AND(AR2=8,AD35=AO1068),VLOOKUP(7,AN1062:BG1074,16,FALSE),IF(AND(AR2=8,AD35=AO1069),VLOOKUP(8,AN1062:BG1074,16,FALSE),IF(AND(AR2=8,AD35=AO1070),VLOOKUP(9,AN1062:BG1074,16,FALSE),IF(AND(AR2=8,AD35=AO1071),VLOOKUP(10,AN1062:BG1074,16,FALSE),IF(AND(AR2=8,AD35=AO1072),VLOOKUP(11,AN1062:BG1074,16,FALSE),IF(AND(AR2=8,AD35=AO1073),VLOOKUP(12,AN1062:BG1074,16,FALSE),IF(AND(AR2=8,AD35=AO1074),VLOOKUP(13,AN1062:BG1074,16,FALSE))))))))))))))","v":false},"cm"]
[null,null,null,null,null,null,null,null,null,null,null,null,null,null,null,null,null,null,null,null,null,null,null,null,null,null,null,null,null,null,null,null,null,null,null,null,null,null,null,null,null,null,null,"Section Area",{"$f":"IF(AND(AR2=1,AD35=AO342),VLOOKUP(1,AN342:BC386,5,FALSE),IF(AND(AR2=1,AD35=AO343),VLOOKUP(2,AN342:BC386,5,FALSE),IF(AND(AR2=1,AD35=AO344),VLOOKUP(3,AN342:BC386,5,FALSE),IF(AND(AR2=1,AD35=AO345),VLOOKUP(4,AN342:BC386,5,FALSE),IF(AND(AR2=1,AD35=AO346),VLOOKUP(5,AN342:BC386,5,FALSE),IF(AND(AR2=1,AD35=AO347),VLOOKUP(6,AN342:BC386,5,FALSE),IF(AND(AR2=1,AD35=AO348),VLOOKUP(7,AN342:BC386,5,FALSE),IF(AND(AR2=1,AD35=AO349),VLOOKUP(8,AN342:BC386,5,FALSE),IF(AND(AR2=1,AD35=AO350),VLOOKUP(9,AN342:BC386,5,FALSE),IF(AND(AR2=1,AD35=AO351),VLOOKUP(10,AN342:BC386,5,FALSE),IF(AND(AR2=1,AD35=AO352),VLOOKUP(11,AN342:BC386,5,FALSE),IF(AND(AR2=1,AD35=AO353),VLOOKUP(12,AN342:BC386,5,FALSE),IF(AND(AR2=1,AD35=AO354),VLOOKUP(13,AN342:BC386,5,FALSE),IF(AND(AR2=1,AD35=AO355),VLOOKUP(14,AN342:BC386,5,FALSE),IF(AND(AR2=1,AD35=AO356),VLOOKUP(15,AN342:BC386,5,FALSE),IF(AND(AR2=1,AD35=AO357),VLOOKUP(16,AN342:BC386,5,FALSE),IF(AND(AR2=1,AD35=AO358),VLOOKUP(17,AN342:BC386,5,FALSE),IF(AND(AR2=1,AD35=AO359),VLOOKUP(18,AN342:BC386,5,FALSE),IF(AND(AR2=1,AD35=AO360),VLOOKUP(19,AN342:BC386,5,FALSE),IF(AND(AR2=1,AD35=AO361),VLOOKUP(20,AN342:BC386,5,FALSE),IF(AND(AR2=1,AD35=AO362),VLOOKUP(21,AN342:BC386,5,FALSE),IF(AND(AR2=1,AD35=AO363),VLOOKUP(22,AN342:BC386,5,FALSE),IF(AND(AR2=1,AD35=AO364),VLOOKUP(23,AN342:BC386,5,FALSE),IF(AND(AR2=1,AD35=AO365),VLOOKUP(24,AN342:BC386,5,FALSE),IF(AND(AR2=1,AD35=AO366),VLOOKUP(25,AN342:BC386,5,FALSE),IF(AND(AR2=1,AD35=AO367),VLOOKUP(26,AN342:BC386,5,FALSE),IF(AND(AR2=1,AD35=AO368),VLOOKUP(27,AN342:BC386,5,FALSE),IF(AND(AR2=1,AD35=AO369),VLOOKUP(28,AN342:BC386,5,FALSE),IF(AND(AR2=1,AD35=AO370),VLOOKUP(29,AN342:BC386,5,FALSE),IF(AND(AR2=1,AD35=AO371),VLOOKUP(30,AN342:BC386,5,FALSE),IF(AND(AR2=1,AD35=AO372),VLOOKUP(31,AN342:BC386,5,FALSE),IF(AND(AR2=1,AD35=AO373),VLOOKUP(32,AN342:BC386,5,FALSE),IF(AND(AR2=1,AD35=AO374),VLOOKUP(33,AN342:BC386,5,FALSE),IF(AND(AR2=1,AD35=AO375),VLOOKUP(34,AN342:BC386,5,FALSE),IF(AND(AR2=1,AD35=AO376),VLOOKUP(35,AN342:BC386,5,FALSE),IF(AND(AR2=1,AD35=AO377),VLOOKUP(36,AN342:BC386,5,FALSE),IF(AND(AR2=1,AD35=AO378),VLOOKUP(37,AN342:BC386,5,FALSE),IF(AND(AR2=1,AD35=AO379),VLOOKUP(38,AN342:BC386,5,FALSE),IF(AND(AR2=1,AD35=AO380),VLOOKUP(39,AN342:BC386,5,FALSE),IF(AND(AR2=1,AD35=AO381),VLOOKUP(40,AN342:BC386,5,FALSE),IF(AND(AR2=1,AD35=AO382),VLOOKUP(41,AN342:BC386,5,FALSE),IF(AND(AR2=1,AD35=AO383),VLOOKUP(42,AN342:BC386,5,FALSE),IF(AND(AR2=1,AD35=AO384),VLOOKUP(43,AN342:BC386,5,FALSE),IF(AND(AR2=1,AD35=AO385),VLOOKUP(44,AN342:BC386,5,FALSE),IF(AND(AR2=1,AD35=AO386),VLOOKUP(45,AN342:BC386,5,FALSE))))))))))))))))))))))))))))))))))))))))))))))","v":9.5670000000000002},"cm2","Section Area",{"$f":"IF(AND(AR2=2,AD35=AO443),VLOOKUP(1,AN443:AW474,7,FALSE),IF(AND(AR2=2,AD35=AO444),VLOOKUP(2,AN443:AW474,7,FALSE),IF(AND(AR2=2,AD35=AO445),VLOOKUP(3,AN443:AW474,7,FALSE),IF(AND(AR2=2,AD35=AO446),VLOOKUP(4,AN443:AW474,7,FALSE),IF(AND(AR2=2,AD35=AO447),VLOOKUP(5,AN443:AW474,7,FALSE),IF(AND(AR2=2,AD35=AO448),VLOOKUP(6,AN443:AW474,7,FALSE),IF(AND(AR2=2,AD35=AO449),VLOOKUP(7,AN443:AW474,7,FALSE),IF(AND(AR2=2,AD35=AO450),VLOOKUP(8,AN443:AW474,7,FALSE),IF(AND(AR2=2,AD35=AO451),VLOOKUP(9,AN443:AW474,7,FALSE),IF(AND(AR2=2,AD35=AO452),VLOOKUP(10,AN443:AW474,7,FALSE),IF(AND(AR2=2,AD35=AO453),VLOOKUP(11,AN443:AW474,7,FALSE),IF(AND(AR2=2,AD35=AO454),VLOOKUP(12,AN443:AW474,7,FALSE),IF(AND(AR2=2,AD35=AO455),VLOOKUP(13,AN443:AW474,7,FALSE),IF(AND(AR2=2,AD35=AO456),VLOOKUP(14,AN443:AW474,7,FALSE),IF(AND(AR2=2,AD35=AO457),VLOOKUP(15,AN443:AW474,7,FALSE),IF(AND(AR2=2,AD35=AO458),VLOOKUP(16,AN443:AW474,7,FALSE),IF(AND(AR2=2,AD35=AO459),VLOOKUP(17,AN443:AW474,7,FALSE),IF(AND(AR2=2,AD35=AO460),VLOOKUP(18,AN443:AW474,7,FALSE),IF(AND(AR2=2,AD35=AO461),VLOOKUP(19,AN443:AW474,7,FALSE),IF(AND(AR2=2,AD35=AO462),VLOOKUP(20,AN443:AW474,7,FALSE),IF(AND(AR2=2,AD35=AO463),VLOOKUP(21,AN443:AW474,7,FALSE),IF(AND(AR2=2,AD35=AO464),VLOOKUP(22,AN443:AW474,7,FALSE),IF(AND(AR2=2,AD35=AO465),VLOOKUP(23,AN443:AW474,7,FALSE),IF(AND(AR2=2,AD35=AO466),VLOOKUP(24,AN443:AW474,7,FALSE),IF(AND(AR2=2,AD35=AO467),VLOOKUP(25,AN443:AW474,7,FALSE),IF(AND(AR2=2,AD35=AO468),VLOOKUP(26,AN443:AW474,7,FALSE),IF(AND(AR2=2,AD35=AO469),VLOOKUP(27,AN443:AW474,7,FALSE),IF(AND(AR2=2,AD35=AO470),VLOOKUP(28,AN443:AW474,7,FALSE),IF(AND(AR2=2,AD35=AO471),VLOOKUP(29,AN443:AW474,7,FALSE),IF(AND(AR2=2,AD35=AO472),VLOOKUP(30,AN443:AW474,7,FALSE),IF(AND(AR2=2,AD35=AO473),VLOOKUP(31,AN443:AW474,7,FALSE),IF(AND(AR2=2,AD35=AO474),VLOOKUP(32,AN443:AW474,7,FALSE)))))))))))))))))))))))))))))))))","v":false},"cm2","Section Area",{"$f":"IF(AND(AR2=3,AD35=AO402),VLOOKUP(1,AN402:AZ427,7,FALSE),IF(AND(AR2=3,AD35=AO403),VLOOKUP(2,AN402:AZ427,7,FALSE),IF(AND(AR2=3,AD35=AO404),VLOOKUP(3,AN402:AZ427,7,FALSE),IF(AND(AR2=3,AD35=AO405),VLOOKUP(4,AN402:AZ427,7,FALSE),IF(AND(AR2=3,AD35=AO406),VLOOKUP(5,AN402:AZ427,7,FALSE),IF(AND(AR2=3,AD35=AO407),VLOOKUP(6,AN402:AZ427,7,FALSE),IF(AND(AR2=3,AD35=AO408),VLOOKUP(7,AN402:AZ427,7,FALSE),IF(AND(AR2=3,AD35=AO409),VLOOKUP(8,AN402:AZ427,7,FALSE),IF(AND(AR2=3,AD35=AO410),VLOOKUP(9,AN402:AZ427,7,FALSE),IF(AND(AR2=3,AD35=AO411),VLOOKUP(10,AN402:AZ427,7,FALSE),IF(AND(AR2=3,AD35=AO412),VLOOKUP(11,AN402:AZ427,7,FALSE),IF(AND(AR2=3,AD35=AO413),VLOOKUP(12,AN402:AZ427,7,FALSE),IF(AND(AR2=3,AD35=AO414),VLOOKUP(13,AN402:AZ427,7,FALSE),IF(AND(AR2=3,AD35=AO415),VLOOKUP(14,AN402:AZ427,7,FALSE),IF(AND(AR2=3,AD35=AO416),VLOOKUP(15,AN402:AZ427,7,FALSE),IF(AND(AR2=3,AD35=AO417),VLOOKUP(16,AN402:AZ427,7,FALSE),IF(AND(AR2=3,AD35=AO418),VLOOKUP(17,AN402:AZ427,7,FALSE),IF(AND(AR2=3,AD35=AO419),VLOOKUP(18,AN402:AZ427,7,FALSE),IF(AND(AR2=3,AD35=AO420),VLOOKUP(19,AN402:AZ427,7,FALSE),IF(AND(AR2=3,AD35=AO421),VLOOKUP(20,AN402:AZ427,7,FALSE),IF(AND(AR2=3,AD35=AO422),VLOOKUP(21,AN402:AZ427,7,FALSE),IF(AND(AR2=3,AD35=AO423),VLOOKUP(22,AN402:AZ427,7,FALSE),IF(AND(AR2=3,AD35=AO424),VLOOKUP(23,AN402:AZ427,7,FALSE),IF(AND(AR2=3,AD35=AO425),VLOOKUP(24,AN402:AZ427,7,FALSE),IF(AND(AR2=3,AD35=AO426),VLOOKUP(25,AN402:AZ427,7,FALSE),IF(AND(AR2=3,AD35=AO427),VLOOKUP(26,AN402:AZ427,7,FALSE)))))))))))))))))))))))))))","v":false},"cm2","Section Area",{"$f":"IF(AND(AR2=4,AD35=AO157),VLOOKUP(1,AN157:BG202,7,FALSE),IF(AND(AR2=4,AD35=AO158),VLOOKUP(2,AN157:BG202,7,FALSE),IF(AND(AR2=4,AD35=AO159),VLOOKUP(3,AN157:BG202,7,FALSE),IF(AND(AR2=4,AD35=AO160),VLOOKUP(4,AN157:BG202,7,FALSE),IF(AND(AR2=4,AD35=AO161),VLOOKUP(5,AN157:BG202,7,FALSE),IF(AND(AR2=4,AD35=AO162),VLOOKUP(6,AN157:BG202,7,FALSE),IF(AND(AR2=4,AD35=AO163),VLOOKUP(7,AN157:BG202,7,FALSE),IF(AND(AR2=4,AD35=AO164),VLOOKUP(8,AN157:BG202,7,FALSE),IF(AND(AR2=4,AD35=AO165),VLOOKUP(9,AN157:BG202,7,FALSE),IF(AND(AR2=4,AD35=AO166),VLOOKUP(10,AN157:BG202,7,FALSE),IF(AND(AR2=4,AD35=AO167),VLOOKUP(11,AN157:BG202,7,FALSE),IF(AND(AR2=4,AD35=AO168),VLOOKUP(12,AN157:BG202,7,FALSE),IF(AND(AR2=4,AD35=AO169),VLOOKUP(13,AN157:BG202,7,FALSE),IF(AND(AR2=4,AD35=AO170),VLOOKUP(14,AN157:BG202,7,FALSE),IF(AND(AR2=4,AD35=AO171),VLOOKUP(15,AN157:BG202,7,FALSE),IF(AND(AR2=4,AD35=AO172),VLOOKUP(16,AN157:BG202,7,FALSE),IF(AND(AR2=4,AD35=AO173),VLOOKUP(17,AN157:BG202,7,FALSE),IF(AND(AR2=4,AD35=AO174),VLOOKUP(18,AN157:BG202,7,FALSE),IF(AND(AR2=4,AD35=AO175),VLOOKUP(19,AN157:BG202,7,FALSE),IF(AND(AR2=4,AD35=AO176),VLOOKUP(20,AN157:BG202,7,FALSE),IF(AND(AR2=4,AD35=AO177),VLOOKUP(21,AN157:BG202,7,FALSE),IF(AND(AR2=4,AD35=AO178),VLOOKUP(22,AN157:BG202,7,FALSE),IF(AND(AR2=4,AD35=AO179),VLOOKUP(23,AN157:BG202,7,FALSE),IF(AND(AR2=4,AD35=AO180),VLOOKUP(24,AN157:BG202,7,FALSE),IF(AND(AR2=4,AD35=AO181),VLOOKUP(25,AN157:BG202,7,FALSE),IF(AND(AR2=4,AD35=AO182),VLOOKUP(26,AN157:BG202,7,FALSE),IF(AND(AR2=4,AD35=AO183),VLOOKUP(27,AN157:BG202,7,FALSE),IF(AND(AR2=4,AD35=AO184),VLOOKUP(28,AN157:BG202,7,FALSE),IF(AND(AR2=4,AD35=AO185),VLOOKUP(29,AN157:BG202,7,FALSE),IF(AND(AR2=4,AD35=AO186),VLOOKUP(30,AN157:BG202,7,FALSE),IF(AND(AR2=4,AD35=AO187),VLOOKUP(31,AN157:BG202,7,FALSE),IF(AND(AR2=4,AD35=AO188),VLOOKUP(32,AN157:BG202,7,FALSE),IF(AND(AR2=4,AD35=AO189),VLOOKUP(33,AN157:BG202,7,FALSE),IF(AND(AR2=4,AD35=AO190),VLOOKUP(34,AN157:BG202,7,FALSE),IF(AND(AR2=4,AD35=AO191),VLOOKUP(35,AN157:BG202,7,FALSE),IF(AND(AR2=4,AD35=AO192),VLOOKUP(36,AN157:BG202,7,FALSE),IF(AND(AR2=4,AD35=AO193),VLOOKUP(37,AN157:BG202,7,FALSE),IF(AND(AR2=4,AD35=AO194),VLOOKUP(38,AN157:BG202,7,FALSE),IF(AND(AR2=4,AD35=AO195),VLOOKUP(39,AN157:BG202,7,FALSE),IF(AND(AR2=4,AD35=AO196),VLOOKUP(40,AN157:BG202,7,FALSE),IF(AND(AR2=4,AD35=AO197),VLOOKUP(41,AN157:BG202,7,FALSE),IF(AND(AR2=4,AD35=AO198),VLOOKUP(42,AN157:BG202,7,FALSE),IF(AND(AR2=4,AD35=AO199),VLOOKUP(43,AN157:BG202,7,FALSE),IF(AND(AR2=4,AD35=AO200),VLOOKUP(44,AN157:BG202,7,FALSE),IF(AND(AR2=4,AD35=AO201),VLOOKUP(45,AN157:BG202,7,FALSE),IF(AND(AR2=4,AD35=AO202),VLOOKUP(46,AN157:BG202,7,FALSE)))))))))))))))))))))))))))))))))))))))))))))))","v":false},"cm2","Section Area",{"$f":"IF(AND(AR2=5,AD35=AO126),VLOOKUP(1,AN126:BD141,8,FALSE),IF(AND(AR2=5,AD35=AO127),VLOOKUP(2,AN126:BD141,8,FALSE),IF(AND(AR2=5,AD35=AO128),VLOOKUP(3,AN126:BD141,8,FALSE),IF(AND(AR2=5,AD35=AO129),VLOOKUP(4,AN126:BD141,8,FALSE),IF(AND(AR2=5,AD35=AO130),VLOOKUP(5,AN126:BD141,8,FALSE),IF(AND(AR2=5,AD35=AO131),VLOOKUP(6,AN126:BD141,8,FALSE),IF(AND(AR2=5,AD35=AO132),VLOOKUP(7,AN126:BD141,8,FALSE),IF(AND(AR2=5,AD35=AO133),VLOOKUP(8,AN126:BD141,8,FALSE),IF(AND(AR2=5,AD35=AO134),VLOOKUP(9,AN126:BD141,8,FALSE),IF(AND(AR2=5,AD35=AO135),VLOOKUP(10,AN126:BD141,8,FALSE),IF(AND(AR2=5,AD35=AO136),VLOOKUP(11,AN126:BD141,8,FALSE),IF(AND(AR2=5,AD35=AO137),VLOOKUP(12,AN126:BD141,8,FALSE),IF(AND(AR2=5,AD35=AO138),VLOOKUP(13,AN126:BD141,8,FALSE),IF(AND(AR2=5,AD35=AO139),VLOOKUP(14,AN126:BD141,8,FALSE),IF(AND(AR2=5,AD35=AO140),VLOOKUP(15,AN126:BD141,8,FALSE),IF(AND(AR2=5,AD35=AO141),VLOOKUP(16,AN126:BD141,8,FALSE)))))))))))))))))","v":false},"cm2","Section Area",{"$f":"IF(AND(AR2=6,AD35=AO218),VLOOKUP(1,AN218:BQ290,16,FALSE),IF(AND(AR2=6,AD35=AO219),VLOOKUP(2,AN218:BQ290,16,FALSE),IF(AND(AR2=6,AD35=AO220),VLOOKUP(3,AN218:BQ290,16,FALSE),IF(AND(AR2=6,AD35=AO221),VLOOKUP(4,AN218:BQ290,16,FALSE),IF(AND(AR2=6,AD35=AO222),VLOOKUP(5,AN218:BQ290,16,FALSE),IF(AND(AR2=6,AD35=AO223),VLOOKUP(6,AN218:BQ290,16,FALSE),IF(AND(AR2=6,AD35=AO224),VLOOKUP(7,AN218:BQ290,16,FALSE),IF(AND(AR2=6,AD35=AO225),VLOOKUP(8,AN218:BQ290,16,FALSE),IF(AND(AR2=6,AD35=AO226),VLOOKUP(9,AN218:BQ290,16,FALSE),IF(AND(AR2=6,AD35=AO227),VLOOKUP(10,AN218:BQ290,16,FALSE),IF(AND(AR2=6,AD35=AO228),VLOOKUP(11,AN218:BQ290,16,FALSE),IF(AND(AR2=6,AD35=AO229),VLOOKUP(12,AN218:BQ290,16,FALSE),IF(AND(AR2=6,AD35=AO230),VLOOKUP(13,AN218:BQ290,16,FALSE),IF(AND(AR2=6,AD35=AO231),VLOOKUP(14,AN218:BQ290,16,FALSE),IF(AND(AR2=6,AD35=AO232),VLOOKUP(15,AN218:BQ290,16,FALSE),IF(AND(AR2=6,AD35=AO233),VLOOKUP(16,AN218:BQ290,16,FALSE),IF(AND(AR2=6,AD35=AO234),VLOOKUP(17,AN218:BQ290,16,FALSE),IF(AND(AR2=6,AD35=AO235),VLOOKUP(18,AN218:BQ290,16,FALSE),IF(AND(AR2=6,AD35=AO236),VLOOKUP(19,AN218:BQ290,16,FALSE),IF(AND(AR2=6,AD35=AO237),VLOOKUP(20,AN218:BQ290,16,FALSE),IF(AND(AR2=6,AD35=AO238),VLOOKUP(21,AN218:BQ290,16,FALSE),IF(AND(AR2=6,AD35=AO239),VLOOKUP(22,AN218:BQ290,16,FALSE),IF(AND(AR2=6,AD35=AO240),VLOOKUP(23,AN218:BQ290,16,FALSE),IF(AND(AR2=6,AD35=AO241),VLOOKUP(24,AN218:BQ290,16,FALSE),IF(AND(AR2=6,AD35=AO242),VLOOKUP(25,AN218:BQ290,16,FALSE),IF(AND(AR2=6,AD35=AO243),VLOOKUP(26,AN218:BQ290,16,FALSE),IF(AND(AR2=6,AD35=AO244),VLOOKUP(27,AN218:BQ290,16,FALSE),IF(AND(AR2=6,AD35=AO245),VLOOKUP(28,AN218:BQ290,16,FALSE),IF(AND(AR2=6,AD35=AO246),VLOOKUP(29,AN218:BQ290,16,FALSE),IF(AND(AR2=6,AD35=AO247),VLOOKUP(30,AN218:BQ290,16,FALSE),IF(AND(AR2=6,AD35=AO248),VLOOKUP(31,AN218:BQ290,16,FALSE),IF(AND(AR2=6,AD35=AO249),VLOOKUP(32,AN218:BQ290,16,FALSE),IF(AND(AR2=6,AD35=AO250),VLOOKUP(33,AN218:BQ290,16,FALSE),IF(AND(AR2=6,AD35=AO251),VLOOKUP(34,AN218:BQ290,16,FALSE),IF(AND(AR2=6,AD35=AO252),VLOOKUP(35,AN218:BQ290,16,FALSE),IF(AND(AR2=6,AD35=AO253),VLOOKUP(36,AN218:BQ290,16,FALSE),IF(AND(AR2=6,AD35=AO254),VLOOKUP(37,AN218:BQ290,16,FALSE),IF(AND(AR2=6,AD35=AO255),VLOOKUP(38,AN218:BQ290,16,FALSE),IF(AND(AR2=6,AD35=AO256),VLOOKUP(39,AN218:BQ290,16,FALSE),IF(AND(AR2=6,AD35=AO257),VLOOKUP(40,AN218:BQ290,16,FALSE),IF(AND(AR2=6,AD35=AO258),VLOOKUP(41,AN218:BQ290,16,FALSE),IF(AND(AR2=6,AD35=AO259),VLOOKUP(42,AN218:BQ290,16,FALSE),IF(AND(AR2=6,AD35=AO260),VLOOKUP(43,AN218:BQ290,16,FALSE),IF(AND(AR2=6,AD35=AO261),VLOOKUP(44,AN218:BQ290,16,FALSE),IF(AND(AR2=6,AD35=AO262),VLOOKUP(45,AN218:BQ290,16,FALSE),IF(AND(AR2=6,AD35=AO263),VLOOKUP(46,AN218:BQ290,16,FALSE),IF(AND(AR2=6,AD35=AO264),VLOOKUP(47,AN218:BQ290,16,FALSE),IF(AND(AR2=6,AD35=AO265),VLOOKUP(48,AN218:BQ290,16,FALSE),IF(AND(AR2=6,AD35=AO266),VLOOKUP(49,AN218:BQ290,16,FALSE),IF(AND(AR2=6,AD35=AO267),VLOOKUP(50,AN218:BQ290,16,FALSE),IF(AND(AR2=6,AD35=AO268),VLOOKUP(51,AN218:BQ290,16,FALSE),IF(AND(AR2=6,AD35=AO269),VLOOKUP(52,AN218:BQ290,16,FALSE),IF(AND(AR2=6,AD35=AO270),VLOOKUP(53,AN218:BQ290,16,FALSE),IF(AND(AR2=6,AD35=AO271),VLOOKUP(54,AN218:BQ290,16,FALSE),IF(AND(AR2=6,AD35=AO272),VLOOKUP(55,AN218:BQ290,16,FALSE),IF(AND(AR2=6,AD35=AO273),VLOOKUP(56,AN218:BQ290,16,FALSE),IF(AND(AR2=6,AD35=AO274),VLOOKUP(57,AN218:BQ290,16,FALSE),IF(AND(AR2=6,AD35=AO275),VLOOKUP(58,AN218:BQ290,16,FALSE),IF(AND(AR2=6,AD35=AO276),VLOOKUP(59,AN218:BQ290,16,FALSE),IF(AND(AR2=6,AD35=AO277),VLOOKUP(60,AN218:BQ290,16,FALSE),IF(AND(AR2=6,AD35=AO278),VLOOKUP(61,AN218:BQ290,16,FALSE),IF(AND(AR2=6,AD35=AO279),VLOOKUP(62,AN218:BQ290,16,FALSE),IF(AND(AR2=6,AD35=AO280),VLOOKUP(63,AN218:BQ290,16,FALSE),IF(AND(AR2=6,AD35=AO281),VLOOKUP(64,AN218:BQ290,16,FALSE)))))))))))))))))))))))))))))))))))))))))))))))))))))))))))))))))","v":false},"cm2","Section Area",{"$f":"IF(AND(AR2=7,AD35=AO308),VLOOKUP(1,AN308:BB327,8,FALSE),IF(AND(AR2=7,AD35=AO309),VLOOKUP(2,AN308:BB327,8,FALSE),IF(AND(AR2=7,AD35=AO310),VLOOKUP(3,AN308:BB327,8,FALSE),IF(AND(AR2=7,AD35=AO311),VLOOKUP(4,AN308:BB327,8,FALSE),IF(AND(AR2=7,AD35=AO312),VLOOKUP(5,AN308:BB327,8,FALSE),IF(AND(AR2=7,AD35=AO313),VLOOKUP(6,AN308:BB327,8,FALSE),IF(AND(AR2=7,AD35=AO314),VLOOKUP(7,AN308:BB327,8,FALSE),IF(AND(AR2=7,AD35=AO315),VLOOKUP(8,AN308:BB327,8,FALSE),IF(AND(AR2=7,AD35=AO316),VLOOKUP(9,AN308:BB327,8,FALSE),IF(AND(AR2=7,AD35=AO317),VLOOKUP(10,AN308:BB327,8,FALSE),IF(AND(AR2=7,AD35=AO318),VLOOKUP(11,AN308:BB327,8,FALSE),IF(AND(AR2=7,AD35=AO319),VLOOKUP(12,AN308:BB327,8,FALSE),IF(AND(AR2=7,AD35=AO320),VLOOKUP(13,AN308:BB327,8,FALSE),IF(AND(AR2=7,AD35=AO321),VLOOKUP(14,AN308:BB327,8,FALSE),IF(AND(AR2=7,AD35=AO322),VLOOKUP(15,AN308:BB327,8,FALSE),IF(AND(AR2=7,AD35=AO323),VLOOKUP(16,AN308:BB327,8,FALSE),IF(AND(AR2=7,AD35=AO324),VLOOKUP(17,AN308:BB327,8,FALSE),IF(AND(AR2=7,AD35=AO325),VLOOKUP(18,AN308:BB327,8,FALSE),IF(AND(AR2=7,AD35=AO326),VLOOKUP(19,AN308:BB327,8,FALSE),IF(AND(AR2=7,AD35=AO327),VLOOKUP(20,AN308:BB327,8,FALSE)))))))))))))))))))))","v":false},"cm2","Section Area",{"$f":"IF(AND(AR2=8,AD35=AO1062),VLOOKUP(1,AN1062:BG1074,7,FALSE),IF(AND(AR2=8,AD35=AO1063),VLOOKUP(2,AN1062:BG1074,7,FALSE),IF(AND(AR2=8,AD35=AO1064),VLOOKUP(3,AN1062:BG1074,7,FALSE),IF(AND(AR2=8,AD35=AO1065),VLOOKUP(4,AN1062:BG1074,7,FALSE),IF(AND(AR2=8,AD35=AO1066),VLOOKUP(5,AN1062:BG1074,7,FALSE),IF(AND(AR2=8,AD35=AO1067),VLOOKUP(6,AN1062:BG1074,7,FALSE),IF(AND(AR2=8,AD35=AO1068),VLOOKUP(7,AN1062:BG1074,7,FALSE),IF(AND(AR2=8,AD35=AO1069),VLOOKUP(8,AN1062:BG1074,7,FALSE),IF(AND(AR2=8,AD35=AO1070),VLOOKUP(9,AN1062:BG1074,7,FALSE),IF(AND(AR2=8,AD35=AO1071),VLOOKUP(10,AN1062:BG1074,7,FALSE),IF(AND(AR2=8,AD35=AO1072),VLOOKUP(11,AN1062:BG1074,7,FALSE),IF(AND(AR2=8,AD35=AO1073),VLOOKUP(12,AN1062:BG1074,7,FALSE),IF(AND(AR2=8,AD35=AO1074),VLOOKUP(13,AN1062:BG1074,7,FALSE))))))))))))))","v":false},"cm2"]
[null,"Calculate & Design",null,null,null,null,null,null,null,null,null,null,null,null,null,null,null,null,null,null,null,null,null,null,null,"Steel property",null,null,null,null,null,null,null,null,null,null,null,null,null,null,null,null,null,"Unit Weight",{"$f":"IF(AND(AR2=1,AD35=AO342),VLOOKUP(1,AN342:BC386,6,FALSE),IF(AND(AR2=1,AD35=AO343),VLOOKUP(2,AN342:BC386,6,FALSE),IF(AND(AR2=1,AD35=AO344),VLOOKUP(3,AN342:BC386,6,FALSE),IF(AND(AR2=1,AD35=AO345),VLOOKUP(4,AN342:BC386,6,FALSE),IF(AND(AR2=1,AD35=AO346),VLOOKUP(5,AN342:BC386,6,FALSE),IF(AND(AR2=1,AD35=AO347),VLOOKUP(6,AN342:BC386,6,FALSE),IF(AND(AR2=1,AD35=AO348),VLOOKUP(7,AN342:BC386,6,FALSE),IF(AND(AR2=1,AD35=AO349),VLOOKUP(8,AN342:BC386,6,FALSE),IF(AND(AR2=1,AD35=AO350),VLOOKUP(9,AN342:BC386,6,FALSE),IF(AND(AR2=1,AD35=AO351),VLOOKUP(10,AN342:BC386,6,FALSE),IF(AND(AR2=1,AD35=AO352),VLOOKUP(11,AN342:BC386,6,FALSE),IF(AND(AR2=1,AD35=AO353),VLOOKUP(12,AN342:BC386,6,FALSE),IF(AND(AR2=1,AD35=AO354),VLOOKUP(13,AN342:BC386,6,FALSE),IF(AND(AR2=1,AD35=AO355),VLOOKUP(14,AN342:BC386,6,FALSE),IF(AND(AR2=1,AD35=AO356),VLOOKUP(15,AN342:BC386,6,FALSE),IF(AND(AR2=1,AD35=AO357),VLOOKUP(16,AN342:BC386,6,FALSE),IF(AND(AR2=1,AD35=AO358),VLOOKUP(17,AN342:BC386,6,FALSE),IF(AND(AR2=1,AD35=AO359),VLOOKUP(18,AN342:BC386,6,FALSE),IF(AND(AR2=1,AD35=AO360),VLOOKUP(19,AN342:BC386,6,FALSE),IF(AND(AR2=1,AD35=AO361),VLOOKUP(20,AN342:BC386,6,FALSE),IF(AND(AR2=1,AD35=AO362),VLOOKUP(21,AN342:BC386,6,FALSE),IF(AND(AR2=1,AD35=AO363),VLOOKUP(22,AN342:BC386,6,FALSE),IF(AND(AR2=1,AD35=AO364),VLOOKUP(23,AN342:BC386,6,FALSE),IF(AND(AR2=1,AD35=AO365),VLOOKUP(24,AN342:BC386,6,FALSE),IF(AND(AR2=1,AD35=AO366),VLOOKUP(25,AN342:BC386,6,FALSE),IF(AND(AR2=1,AD35=AO367),VLOOKUP(26,AN342:BC386,6,FALSE),IF(AND(AR2=1,AD35=AO368),VLOOKUP(27,AN342:BC386,6,FALSE),IF(AND(AR2=1,AD35=AO369),VLOOKUP(28,AN342:BC386,6,FALSE),IF(AND(AR2=1,AD35=AO370),VLOOKUP(29,AN342:BC386,6,FALSE),IF(AND(AR2=1,AD35=AO371),VLOOKUP(30,AN342:BC386,6,FALSE),IF(AND(AR2=1,AD35=AO372),VLOOKUP(31,AN342:BC386,6,FALSE),IF(AND(AR2=1,AD35=AO373),VLOOKUP(32,AN342:BC386,6,FALSE),IF(AND(AR2=1,AD35=AO374),VLOOKUP(33,AN342:BC386,6,FALSE),IF(AND(AR2=1,AD35=AO375),VLOOKUP(34,AN342:BC386,6,FALSE),IF(AND(AR2=1,AD35=AO376),VLOOKUP(35,AN342:BC386,6,FALSE),IF(AND(AR2=1,AD35=AO377),VLOOKUP(36,AN342:BC386,6,FALSE),IF(AND(AR2=1,AD35=AO378),VLOOKUP(37,AN342:BC386,6,FALSE),IF(AND(AR2=1,AD35=AO379),VLOOKUP(38,AN342:BC386,6,FALSE),IF(AND(AR2=1,AD35=AO380),VLOOKUP(39,AN342:BC386,6,FALSE),IF(AND(AR2=1,AD35=AO381),VLOOKUP(40,AN342:BC386,6,FALSE),IF(AND(AR2=1,AD35=AO382),VLOOKUP(41,AN342:BC386,6,FALSE),IF(AND(AR2=1,AD35=AO383),VLOOKUP(42,AN342:BC386,6,FALSE),IF(AND(AR2=1,AD35=AO384),VLOOKUP(43,AN342:BC386,6,FALSE),IF(AND(AR2=1,AD35=AO385),VLOOKUP(44,AN342:BC386,6,FALSE),IF(AND(AR2=1,AD35=AO386),VLOOKUP(45,AN342:BC386,6,FALSE))))))))))))))))))))))))))))))))))))))))))))))","v":7.51},"kg./m.","Unit Weight",{"$f":"IF(AND(AR2=2,AD35=AO443),VLOOKUP(1,AN443:AW474,6,FALSE),IF(AND(AR2=2,AD35=AO444),VLOOKUP(2,AN443:AW474,6,FALSE),IF(AND(AR2=2,AD35=AO445),VLOOKUP(3,AN443:AW474,6,FALSE),IF(AND(AR2=2,AD35=AO446),VLOOKUP(4,AN443:AW474,6,FALSE),IF(AND(AR2=2,AD35=AO447),VLOOKUP(5,AN443:AW474,6,FALSE),IF(AND(AR2=2,AD35=AO448),VLOOKUP(6,AN443:AW474,6,FALSE),IF(AND(AR2=2,AD35=AO449),VLOOKUP(7,AN443:AW474,6,FALSE),IF(AND(AR2=2,AD35=AO450),VLOOKUP(8,AN443:AW474,6,FALSE),IF(AND(AR2=2,AD35=AO451),VLOOKUP(9,AN443:AW474,6,FALSE),IF(AND(AR2=2,AD35=AO452),VLOOKUP(10,AN443:AW474,6,FALSE),IF(AND(AR2=2,AD35=AO453),VLOOKUP(11,AN443:AW474,6,FALSE),IF(AND(AR2=2,AD35=AO454),VLOOKUP(12,AN443:AW474,6,FALSE),IF(AND(AR2=2,AD35=AO455),VLOOKUP(13,AN443:AW474,6,FALSE),IF(AND(AR2=2,AD35=AO456),VLOOKUP(14,AN443:AW474,6,FALSE),IF(AND(AR2=2,AD35=AO457),VLOOKUP(15,AN443:AW474,6,FALSE),IF(AND(AR2=2,AD35=AO458),VLOOKUP(16,AN443:AW474,6,FALSE),IF(AND(AR2=2,AD35=AO459),VLOOKUP(17,AN443:AW474,6,FALSE),IF(AND(AR2=2,AD35=AO460),VLOOKUP(18,AN443:AW474,6,FALSE),IF(AND(AR2=2,AD35=AO461),VLOOKUP(19,AN443:AW474,6,FALSE),IF(AND(AR2=2,AD35=AO462),VLOOKUP(20,AN443:AW474,6,FALSE),IF(AND(AR2=2,AD35=AO463),VLOOKUP(21,AN443:AW474,6,FALSE),IF(AND(AR2=2,AD35=AO464),VLOOKUP(22,AN443:AW474,6,FALSE),IF(AND(AR2=2,AD35=AO465),VLOOKUP(23,AN443:AW474,6,FALSE),IF(AND(AR2=2,AD35=AO466),VLOOKUP(24,AN443:AW474,6,FALSE),IF(AND(AR2=2,AD35=AO467),VLOOKUP(25,AN443:AW474,6,FALSE),IF(AND(AR2=2,AD35=AO468),VLOOKUP(26,AN443:AW474,6,FALSE),IF(AND(AR2=2,AD35=AO469),VLOOKUP(27,AN443:AW474,6,FALSE),IF(AND(AR2=2,AD35=AO470),VLOOKUP(28,AN443:AW474,6,FALSE),IF(AND(AR2=2,AD35=AO471),VLOOKUP(29,AN443:AW474,6,FALSE),IF(AND(AR2=2,AD35=AO472),VLOOKUP(30,AN443:AW474,6,FALSE),IF(AND(AR2=2,AD35=AO473),VLOOKUP(31,AN443:AW474,6,FALSE),IF(AND(AR2=2,AD35=AO474),VLOOKUP(32,AN443:AW474,6,FALSE)))))))))))))))))))))))))))))))))","v":false},"kg./m.","Unit Weight",{"$f":"IF(AND(AR2=3,AD35=AO402),VLOOKUP(1,AN402:AZ427,6,FALSE),IF(AND(AR2=3,AD35=AO403),VLOOKUP(2,AN402:AZ427,6,FALSE),IF(AND(AR2=3,AD35=AO404),VLOOKUP(3,AN402:AZ427,6,FALSE),IF(AND(AR2=3,AD35=AO405),VLOOKUP(4,AN402:AZ427,6,FALSE),IF(AND(AR2=3,AD35=AO406),VLOOKUP(5,AN402:AZ427,6,FALSE),IF(AND(AR2=3,AD35=AO407),VLOOKUP(6,AN402:AZ427,6,FALSE),IF(AND(AR2=3,AD35=AO408),VLOOKUP(7,AN402:AZ427,6,FALSE),IF(AND(AR2=3,AD35=AO409),VLOOKUP(8,AN402:AZ427,6,FALSE),IF(AND(AR2=3,AD35=AO410),VLOOKUP(9,AN402:AZ427,6,FALSE),IF(AND(AR2=3,AD35=AO411),VLOOKUP(10,AN402:AZ427,6,FALSE),IF(AND(AR2=3,AD35=AO412),VLOOKUP(11,AN402:AZ427,6,FALSE),IF(AND(AR2=3,AD35=AO413),VLOOKUP(12,AN402:AZ427,6,FALSE),IF(AND(AR2=3,AD35=AO414),VLOOKUP(13,AN402:AZ427,6,FALSE),IF(AND(AR2=3,AD35=AO415),VLOOKUP(14,AN402:AZ427,6,FALSE),IF(AND(AR2=3,AD35=AO416),VLOOKUP(15,AN402:AZ427,6,FALSE),IF(AND(AR2=3,AD35=AO417),VLOOKUP(16,AN402:AZ427,6,FALSE),IF(AND(AR2=3,AD35=AO418),VLOOKUP(17,AN402:AZ427,6,FALSE),IF(AND(AR2=3,AD35=AO419),VLOOKUP(18,AN402:AZ427,6,FALSE),IF(AND(AR2=3,AD35=AO420),VLOOKUP(19,AN402:AZ427,6,FALSE),IF(AND(AR2=3,AD35=AO421),VLOOKUP(20,AN402:AZ427,6,FALSE),IF(AND(AR2=3,AD35=AO422),VLOOKUP(21,AN402:AZ427,6,FALSE),IF(AND(AR2=3,AD35=AO423),VLOOKUP(22,AN402:AZ427,6,FALSE),IF(AND(AR2=3,AD35=AO424),VLOOKUP(23,AN402:AZ427,6,FALSE),IF(AND(AR2=3,AD35=AO425),VLOOKUP(24,AN402:AZ427,6,FALSE),IF(AND(AR2=3,AD35=AO426),VLOOKUP(25,AN402:AZ427,6,FALSE),IF(AND(AR2=3,AD35=AO427),VLOOKUP(26,AN402:AZ427,6,FALSE)))))))))))))))))))))))))))","v":false},"kg./m.","Unit Weight",{"$f":"IF(AND(AR2=4,AD35=AO157),VLOOKUP(1,AN157:BG202,8,FALSE),IF(AND(AR2=4,AD35=AO158),VLOOKUP(2,AN157:BG202,8,FALSE),IF(AND(AR2=4,AD35=AO159),VLOOKUP(3,AN157:BG202,8,FALSE),IF(AND(AR2=4,AD35=AO160),VLOOKUP(4,AN157:BG202,8,FALSE),IF(AND(AR2=4,AD35=AO161),VLOOKUP(5,AN157:BG202,8,FALSE),IF(AND(AR2=4,AD35=AO162),VLOOKUP(6,AN157:BG202,8,FALSE),IF(AND(AR2=4,AD35=AO163),VLOOKUP(7,AN157:BG202,8,FALSE),IF(AND(AR2=4,AD35=AO164),VLOOKUP(8,AN157:BG202,8,FALSE),IF(AND(AR2=4,AD35=AO165),VLOOKUP(9,AN157:BG202,8,FALSE),IF(AND(AR2=4,AD35=AO166),VLOOKUP(10,AN157:BG202,8,FALSE),IF(AND(AR2=4,AD35=AO167),VLOOKUP(11,AN157:BG202,8,FALSE),IF(AND(AR2=4,AD35=AO168),VLOOKUP(12,AN157:BG202,8,FALSE),IF(AND(AR2=4,AD35=AO169),VLOOKUP(13,AN157:BG202,8,FALSE),IF(AND(AR2=4,AD35=AO170),VLOOKUP(14,AN157:BG202,8,FALSE),IF(AND(AR2=4,AD35=AO171),VLOOKUP(15,AN157:BG202,8,FALSE),IF(AND(AR2=4,AD35=AO172),VLOOKUP(16,AN157:BG202,8,FALSE),IF(AND(AR2=4,AD35=AO173),VLOOKUP(17,AN157:BG202,8,FALSE),IF(AND(AR2=4,AD35=AO174),VLOOKUP(18,AN157:BG202,8,FALSE),IF(AND(AR2=4,AD35=AO175),VLOOKUP(19,AN157:BG202,8,FALSE),IF(AND(AR2=4,AD35=AO176),VLOOKUP(20,AN157:BG202,8,FALSE),IF(AND(AR2=4,AD35=AO177),VLOOKUP(21,AN157:BG202,8,FALSE),IF(AND(AR2=4,AD35=AO178),VLOOKUP(22,AN157:BG202,8,FALSE),IF(AND(AR2=4,AD35=AO179),VLOOKUP(23,AN157:BG202,8,FALSE),IF(AND(AR2=4,AD35=AO180),VLOOKUP(24,AN157:BG202,8,FALSE),IF(AND(AR2=4,AD35=AO181),VLOOKUP(25,AN157:BG202,8,FALSE),IF(AND(AR2=4,AD35=AO182),VLOOKUP(26,AN157:BG202,8,FALSE),IF(AND(AR2=4,AD35=AO183),VLOOKUP(27,AN157:BG202,8,FALSE),IF(AND(AR2=4,AD35=AO184),VLOOKUP(28,AN157:BG202,8,FALSE),IF(AND(AR2=4,AD35=AO185),VLOOKUP(29,AN157:BG202,8,FALSE),IF(AND(AR2=4,AD35=AO186),VLOOKUP(30,AN157:BG202,8,FALSE),IF(AND(AR2=4,AD35=AO187),VLOOKUP(31,AN157:BG202,8,FALSE),IF(AND(AR2=4,AD35=AO188),VLOOKUP(32,AN157:BG202,8,FALSE),IF(AND(AR2=4,AD35=AO189),VLOOKUP(33,AN157:BG202,8,FALSE),IF(AND(AR2=4,AD35=AO190),VLOOKUP(34,AN157:BG202,8,FALSE),IF(AND(AR2=4,AD35=AO191),VLOOKUP(35,AN157:BG202,8,FALSE),IF(AND(AR2=4,AD35=AO192),VLOOKUP(36,AN157:BG202,8,FALSE),IF(AND(AR2=4,AD35=AO193),VLOOKUP(37,AN157:BG202,8,FALSE),IF(AND(AR2=4,AD35=AO194),VLOOKUP(38,AN157:BG202,8,FALSE),IF(AND(AR2=4,AD35=AO195),VLOOKUP(39,AN157:BG202,8,FALSE),IF(AND(AR2=4,AD35=AO196),VLOOKUP(40,AN157:BG202,8,FALSE),IF(AND(AR2=4,AD35=AO197),VLOOKUP(41,AN157:BG202,8,FALSE),IF(AND(AR2=4,AD35=AO198),VLOOKUP(42,AN157:BG202,8,FALSE),IF(AND(AR2=4,AD35=AO199),VLOOKUP(43,AN157:BG202,8,FALSE),IF(AND(AR2=4,AD35=AO200),VLOOKUP(44,AN157:BG202,8,FALSE),IF(AND(AR2=4,AD35=AO201),VLOOKUP(45,AN157:BG202,8,FALSE),IF(AND(AR2=4,AD35=AO202),VLOOKUP(46,AN157:BG202,8,FALSE)))))))))))))))))))))))))))))))))))))))))))))))","v":false},"kg./m.","Unit Weight",{"$f":"IF(AND(AR2=5,AD35=AO126),VLOOKUP(1,AN126:BD141,9,FALSE),IF(AND(AR2=5,AD35=AO127),VLOOKUP(2,AN126:BD141,9,FALSE),IF(AND(AR2=5,AD35=AO128),VLOOKUP(3,AN126:BD141,9,FALSE),IF(AND(AR2=5,AD35=AO129),VLOOKUP(4,AN126:BD141,9,FALSE),IF(AND(AR2=5,AD35=AO130),VLOOKUP(5,AN126:BD141,9,FALSE),IF(AND(AR2=5,AD35=AO131),VLOOKUP(6,AN126:BD141,9,FALSE),IF(AND(AR2=5,AD35=AO132),VLOOKUP(7,AN126:BD141,9,FALSE),IF(AND(AR2=5,AD35=AO133),VLOOKUP(8,AN126:BD141,9,FALSE),IF(AND(AR2=5,AD35=AO134),VLOOKUP(9,AN126:BD141,9,FALSE),IF(AND(AR2=5,AD35=AO135),VLOOKUP(10,AN126:BD141,9,FALSE),IF(AND(AR2=5,AD35=AO136),VLOOKUP(11,AN126:BD141,9,FALSE),IF(AND(AR2=5,AD35=AO137),VLOOKUP(12,AN126:BD141,9,FALSE),IF(AND(AR2=5,AD35=AO138),VLOOKUP(13,AN126:BD141,9,FALSE),IF(AND(AR2=5,AD35=AO139),VLOOKUP(14,AN126:BD141,9,FALSE),IF(AND(AR2=5,AD35=AO140),VLOOKUP(15,AN126:BD141,9,FALSE),IF(AND(AR2=5,AD35=AO141),VLOOKUP(16,AN126:BD141,9,FALSE)))))))))))))))))","v":false},"kg./m.","Unit Weight",{"$f":"IF(AND(AR2=6,AD35=AO218),VLOOKUP(1,AN218:BQ290,4,FALSE),IF(AND(AR2=6,AD35=AO219),VLOOKUP(2,AN218:BQ290,4,FALSE),IF(AND(AR2=6,AD35=AO220),VLOOKUP(3,AN218:BQ290,4,FALSE),IF(AND(AR2=6,AD35=AO221),VLOOKUP(4,AN218:BQ290,4,FALSE),IF(AND(AR2=6,AD35=AO222),VLOOKUP(5,AN218:BQ290,4,FALSE),IF(AND(AR2=6,AD35=AO223),VLOOKUP(6,AN218:BQ290,4,FALSE),IF(AND(AR2=6,AD35=AO224),VLOOKUP(7,AN218:BQ290,4,FALSE),IF(AND(AR2=6,AD35=AO225),VLOOKUP(8,AN218:BQ290,4,FALSE),IF(AND(AR2=6,AD35=AO226),VLOOKUP(9,AN218:BQ290,4,FALSE),IF(AND(AR2=6,AD35=AO227),VLOOKUP(10,AN218:BQ290,4,FALSE),IF(AND(AR2=6,AD35=AO228),VLOOKUP(11,AN218:BQ290,4,FALSE),IF(AND(AR2=6,AD35=AO229),VLOOKUP(12,AN218:BQ290,4,FALSE),IF(AND(AR2=6,AD35=AO230),VLOOKUP(13,AN218:BQ290,4,FALSE),IF(AND(AR2=6,AD35=AO231),VLOOKUP(14,AN218:BQ290,4,FALSE),IF(AND(AR2=6,AD35=AO232),VLOOKUP(15,AN218:BQ290,4,FALSE),IF(AND(AR2=6,AD35=AO233),VLOOKUP(16,AN218:BQ290,4,FALSE),IF(AND(AR2=6,AD35=AO234),VLOOKUP(17,AN218:BQ290,4,FALSE),IF(AND(AR2=6,AD35=AO235),VLOOKUP(18,AN218:BQ290,4,FALSE),IF(AND(AR2=6,AD35=AO236),VLOOKUP(19,AN218:BQ290,4,FALSE),IF(AND(AR2=6,AD35=AO237),VLOOKUP(20,AN218:BQ290,4,FALSE),IF(AND(AR2=6,AD35=AO238),VLOOKUP(21,AN218:BQ290,4,FALSE),IF(AND(AR2=6,AD35=AO239),VLOOKUP(22,AN218:BQ290,4,FALSE),IF(AND(AR2=6,AD35=AO240),VLOOKUP(23,AN218:BQ290,4,FALSE),IF(AND(AR2=6,AD35=AO241),VLOOKUP(24,AN218:BQ290,4,FALSE),IF(AND(AR2=6,AD35=AO242),VLOOKUP(25,AN218:BQ290,4,FALSE),IF(AND(AR2=6,AD35=AO243),VLOOKUP(26,AN218:BQ290,4,FALSE),IF(AND(AR2=6,AD35=AO244),VLOOKUP(27,AN218:BQ290,4,FALSE),IF(AND(AR2=6,AD35=AO245),VLOOKUP(28,AN218:BQ290,4,FALSE),IF(AND(AR2=6,AD35=AO246),VLOOKUP(29,AN218:BQ290,4,FALSE),IF(AND(AR2=6,AD35=AO247),VLOOKUP(30,AN218:BQ290,4,FALSE),IF(AND(AR2=6,AD35=AO248),VLOOKUP(31,AN218:BQ290,4,FALSE),IF(AND(AR2=6,AD35=AO249),VLOOKUP(32,AN218:BQ290,4,FALSE),IF(AND(AR2=6,AD35=AO250),VLOOKUP(33,AN218:BQ290,4,FALSE),IF(AND(AR2=6,AD35=AO251),VLOOKUP(34,AN218:BQ290,4,FALSE),IF(AND(AR2=6,AD35=AO252),VLOOKUP(35,AN218:BQ290,4,FALSE),IF(AND(AR2=6,AD35=AO253),VLOOKUP(36,AN218:BQ290,4,FALSE),IF(AND(AR2=6,AD35=AO254),VLOOKUP(37,AN218:BQ290,4,FALSE),IF(AND(AR2=6,AD35=AO255),VLOOKUP(38,AN218:BQ290,4,FALSE),IF(AND(AR2=6,AD35=AO256),VLOOKUP(39,AN218:BQ290,4,FALSE),IF(AND(AR2=6,AD35=AO257),VLOOKUP(40,AN218:BQ290,4,FALSE),IF(AND(AR2=6,AD35=AO258),VLOOKUP(41,AN218:BQ290,4,FALSE),IF(AND(AR2=6,AD35=AO259),VLOOKUP(42,AN218:BQ290,4,FALSE),IF(AND(AR2=6,AD35=AO260),VLOOKUP(43,AN218:BQ290,4,FALSE),IF(AND(AR2=6,AD35=AO261),VLOOKUP(44,AN218:BQ290,4,FALSE),IF(AND(AR2=6,AD35=AO262),VLOOKUP(45,AN218:BQ290,4,FALSE),IF(AND(AR2=6,AD35=AO263),VLOOKUP(46,AN218:BQ290,4,FALSE),IF(AND(AR2=6,AD35=AO264),VLOOKUP(47,AN218:BQ290,4,FALSE),IF(AND(AR2=6,AD35=AO265),VLOOKUP(48,AN218:BQ290,4,FALSE),IF(AND(AR2=6,AD35=AO266),VLOOKUP(49,AN218:BQ290,4,FALSE),IF(AND(AR2=6,AD35=AO267),VLOOKUP(50,AN218:BQ290,4,FALSE),IF(AND(AR2=6,AD35=AO268),VLOOKUP(51,AN218:BQ290,4,FALSE),IF(AND(AR2=6,AD35=AO269),VLOOKUP(52,AN218:BQ290,4,FALSE),IF(AND(AR2=6,AD35=AO270),VLOOKUP(53,AN218:BQ290,4,FALSE),IF(AND(AR2=6,AD35=AO271),VLOOKUP(54,AN218:BQ290,4,FALSE),IF(AND(AR2=6,AD35=AO272),VLOOKUP(55,AN218:BQ290,4,FALSE),IF(AND(AR2=6,AD35=AO273),VLOOKUP(56,AN218:BQ290,4,FALSE),IF(AND(AR2=6,AD35=AO274),VLOOKUP(57,AN218:BQ290,4,FALSE),IF(AND(AR2=6,AD35=AO275),VLOOKUP(58,AN218:BQ290,4,FALSE),IF(AND(AR2=6,AD35=AO276),VLOOKUP(59,AN218:BQ290,4,FALSE),IF(AND(AR2=6,AD35=AO277),VLOOKUP(60,AN218:BQ290,4,FALSE),IF(AND(AR2=6,AD35=AO278),VLOOKUP(61,AN218:BQ290,4,FALSE),IF(AND(AR2=6,AD35=AO279),VLOOKUP(62,AN218:BQ290,4,FALSE),IF(AND(AR2=6,AD35=AO280),VLOOKUP(63,AN218:BQ290,4,FALSE),IF(AND(AR2=6,AD35=AO281),VLOOKUP(64,AN218:BQ290,4,FALSE)))))))))))))))))))))))))))))))))))))))))))))))))))))))))))))))))","v":false},"kg./m.","Unit Weight",{"$f":"IF(AND(AR2=7,AD35=AO308),VLOOKUP(1,AN308:BB327,9,FALSE),IF(AND(AR2=7,AD35=AO309),VLOOKUP(2,AN308:BB327,9,FALSE),IF(AND(AR2=7,AD35=AO310),VLOOKUP(3,AN308:BB327,9,FALSE),IF(AND(AR2=7,AD35=AO311),VLOOKUP(4,AN308:BB327,9,FALSE),IF(AND(AR2=7,AD35=AO312),VLOOKUP(5,AN308:BB327,9,FALSE),IF(AND(AR2=7,AD35=AO313),VLOOKUP(6,AN308:BB327,9,FALSE),IF(AND(AR2=7,AD35=AO314),VLOOKUP(7,AN308:BB327,9,FALSE),IF(AND(AR2=7,AD35=AO315),VLOOKUP(8,AN308:BB327,9,FALSE),IF(AND(AR2=7,AD35=AO316),VLOOKUP(9,AN308:BB327,9,FALSE),IF(AND(AR2=7,AD35=AO317),VLOOKUP(10,AN308:BB327,9,FALSE),IF(AND(AR2=7,AD35=AO318),VLOOKUP(11,AN308:BB327,9,FALSE),IF(AND(AR2=7,AD35=AO319),VLOOKUP(12,AN308:BB327,9,FALSE),IF(AND(AR2=7,AD35=AO320),VLOOKUP(13,AN308:BB327,9,FALSE),IF(AND(AR2=7,AD35=AO321),VLOOKUP(14,AN308:BB327,9,FALSE),IF(AND(AR2=7,AD35=AO322),VLOOKUP(15,AN308:BB327,9,FALSE),IF(AND(AR2=7,AD35=AO323),VLOOKUP(16,AN308:BB327,9,FALSE),IF(AND(AR2=7,AD35=AO324),VLOOKUP(17,AN308:BB327,9,FALSE),IF(AND(AR2=7,AD35=AO325),VLOOKUP(18,AN308:BB327,9,FALSE),IF(AND(AR2=7,AD35=AO326),VLOOKUP(19,AN308:BB327,9,FALSE),IF(AND(AR2=7,AD35=AO327),VLOOKUP(20,AN308:BB327,9,FALSE)))))))))))))))))))))","v":false},"kg./m.","Unit Weight",{"$f":"IF(AND(AR2=8,AD35=AO1062),VLOOKUP(1,AN1062:BG1074,8,FALSE),IF(AND(AR2=8,AD35=AO1063),VLOOKUP(2,AN1062:BG1074,8,FALSE),IF(AND(AR2=8,AD35=AO1064),VLOOKUP(3,AN1062:BG1074,8,FALSE),IF(AND(AR2=8,AD35=AO1065),VLOOKUP(4,AN1062:BG1074,8,FALSE),IF(AND(AR2=8,AD35=AO1066),VLOOKUP(5,AN1062:BG1074,8,FALSE),IF(AND(AR2=8,AD35=AO1067),VLOOKUP(6,AN1062:BG1074,8,FALSE),IF(AND(AR2=8,AD35=AO1068),VLOOKUP(7,AN1062:BG1074,8,FALSE),IF(AND(AR2=8,AD35=AO1069),VLOOKUP(8,AN1062:BG1074,8,FALSE),IF(AND(AR2=8,AD35=AO1070),VLOOKUP(9,AN1062:BG1074,8,FALSE),IF(AND(AR2=8,AD35=AO1071),VLOOKUP(10,AN1062:BG1074,8,FALSE),IF(AND(AR2=8,AD35=AO1072),VLOOKUP(11,AN1062:BG1074,8,FALSE),IF(AND(AR2=8,AD35=AO1073),VLOOKUP(12,AN1062:BG1074,8,FALSE),IF(AND(AR2=8,AD35=AO1074),VLOOKUP(13,AN1062:BG1074,8,FALSE))))))))))))))","v":false},"kg./m."]
[null,"Amount of steel",null,null,null," =",1,null,null,null,{"$f":"IF(G35=1,\"Single\",\"Double\")","v":"Single"},null,null,"Mx",null,null,null," =",{"$f":"AX43","v":459.56},null,null,null,"kg./m.",null,null,"Select",null,null,null,"150x65x20x3.2",null,null,null,null,"mm."]
[null,"Wy",null,null,null," =",{"$f":"S23","v":229.78},null,null,null,"kg./m.",null,null,"Sx",null,null,null," =",{"$f":"S35*100/G24","v":31.913888888888888},null,null,null,"cm.3",null,null,"Ix",null,null,null," =",{"$f":"IF(AND(AS27=FALSE,AV27=FALSE,AY27=FALSE,BB27=FALSE,BE27=FALSE,BH27=FALSE,BK27=FALSE,BN27=FALSE),0.0001,IF(AR2=1,AS27,IF(AR2=2,AV27,IF(AR2=3,AY27,IF(AR2=4,BB27,IF(AR2=5,BE27,IF(AR2=6,BH27,IF(AR2=7,BK27,IF(AR2=8,BN27)))))))))","v":332},null,null,null,"cm4",null,null,null,null,null,null,null,null,null,null,null,"x (m.)",null,null,null,null,null,null,null,null,null,null,"x1 (m.)"]
[null,"∆ allow.  y-y",null,null,null," =",{"$f":"AE22*100/360","v":1.1111111111111112},null,null,null,"cm.",null,{"$f":"IF(G37>=S37,\"≥\",\"<\")","v":"≥"},"∆ max.  y-y",null,null,null," =",{"$f":"AU48","v":1.0985848154522853},null,null,null,"cm.",null,{"$f":"IF(G37>=S37,\"\",\"Fail\")","v":""},"Iy",null,null,null," =",{"$f":"IF(AND(AS28=FALSE,AV28=FALSE,AY28=FALSE,BB28=FALSE,BE28=FALSE,BH28=FALSE,BK28=FALSE,BN28=FALSE),0.0001,IF(AR2=1,AS28,IF(AR2=2,AV28,IF(AR2=3,AY28,IF(AR2=4,BB28,IF(AR2=5,BE28,IF(AR2=6,BH28,IF(AR2=7,BK28,IF(AR2=8,BN28)))))))))","v":53.8},null,null,null,"cm4",null,null,null,null,null,null,null,null,"w",{"$f":"S23","v":229.78},"x/x1",0,{"$f":"AS42/10","v":0.4},{"$f":"AV37*2","v":0.8},{"$f":"AV37*3","v":1.2000000000000002},{"$f":"AV37*4","v":1.6},{"$f":"AV37*5","v":2},{"$f":"AV37*6","v":2.4000000000000004},{"$f":"AV37*7","v":2.8000000000000003},{"$f":"AV37*8","v":3.2},{"$f":"AV37*9","v":3.6},{"$f":"AV37*10","v":4},0,{"$f":"AS46/10","v":0},{"$f":"BG37*2","v":0},{"$f":"BG37*3","v":0},{"$f":"BG37*4","v":0},{"$f":"BG37*5","v":0},{"$f":"BG37*6","v":0},{"$f":"BG37*7","v":0},{"$f":"BG37*8","v":0},{"$f":"BG37*9","v":0},{"$f":"BG37*10","v":0}]
[null,"X1",null,null,null," =",{"$f":"AX41","v":2},null,null,null,"m.",null,null,"X2",null,null,null," =",{"$f":"AX42","v":4},null,null,null,"m.",null,null,"Sx",null,null,null," =",{"$f":"IF(AND(AS29=FALSE,AV29=FALSE,AY29=FALSE,BB29=FALSE,BE29=FALSE,BH29=FALSE,BK29=FALSE,BN29=FALSE),0.0001,IF(AR2=1,AS29,IF(AR2=2,AV29,IF(AR2=3,AY29,IF(AR2=4,BB29,IF(AR2=5,BE29,IF(AR2=6,BH29,IF(AR2=7,BK29,IF(AR2=8,BN29)))))))))","v":44.3},null,null,null,"cm3",null,null,null,null,null,null,null,null,"R1",{"$f":"AS37*AS42/2","v":459.56},"V",{"$f":"AS38-(AS37*AU37)","v":459.56},{"$f":"AS38-(AS37*AV37)","v":367.64800000000002},{"$f":"AS38-(AS37*AW37)","v":275.73599999999999},{"$f":"AS38-(AS37*AX37)","v":183.82399999999996},{"$f":"AS38-(AS37*AY37)","v":91.911999999999978},{"$f":"AS38-(AS37*AZ37)","v":0},{"$f":"AS38-(AS37*BA37)","v":-91.912000000000091},{"$f":"AS38-(AS37*BB37)","v":-183.82400000000001},{"$f":"AS38-(AS37*BC37)","v":-275.73600000000005},{"$f":"AS38-(AS37*BD37)","v":-367.64799999999997},{"$f":"AS38-(AS37*BE37)","v":-459.56},{"$f":"AS37*(AS46-BF37)","v":0},{"$f":"AS37*(AS46-BG37)","v":0},{"$f":"AS37*(AS46-BH37)","v":0},{"$f":"AS37*(AS46-BI37)","v":0},{"$f":"AS37*(AS46-BJ37)","v":0},{"$f":"AS37*(AS46-BK37)","v":0},{"$f":"AS37*(AS46-BL37)","v":0},{"$f":"AS37*(AS46-BM37)","v":0},{"$f":"AS37*(AS46-BN37)","v":0},{"$f":"AS37*(AS46-BO37)","v":0},{"$f":"AS37*(AS46-BP37)","v":0}]
[null,"Reaction1(Min.)",null,null,null," =",{"$f":"AS38","v":459.56},null,null,null,"kg.",null,null,"Reaction2(Min.)",null,null,null," =",{"$f":"AS39","v":459.56},null,null,null,"kg.",null,null,"Sy",null,null,null," =",{"$f":"IF(AND(AS30=FALSE,AV30=FALSE,AY30=FALSE,BB30=FALSE,BE30=FALSE,BH30=FALSE,BK30=FALSE,BN30=FALSE),0.0001,IF(AR2=1,AS30,IF(AR2=2,AV30,IF(AR2=3,AY30,IF(AR2=4,BB30,IF(AR2=5,BE30,IF(AR2=6,BH30,IF(AR2=7,BK30,IF(AR2=8,BN30)))))))))","v":12.2},null,null,null,"cm3",null,null,null,null,null,null,null,null,"R2",{"$f":"AS37*AS42/2","v":459.56},"Mx",{"$f":"((AS37*AU37)/(2*AS42))*((AS42^2)-(AS46^2)-(AS42*AU37))","v":0},{"$f":"((AS37*AV37)/(2*AS42))*((AS42^2)-(AS46^2)-(AS42*AV37))","v":165.44160000000002}]
[null,null,null,null,null,null,null,null,null,null,null,null,null,null,null,null,null,null,null,null,null,null,null,null,null,"rx",null,null,null," =",{"$f":"IF(AND(AS31=FALSE,AV31=FALSE,AY31=FALSE,BB31=FALSE,BE31=FALSE,BH31=FALSE,BK31=FALSE,BN31=FALSE),0.0001,IF(AR2=1,AS31,IF(AR2=2,AV31,IF(AR2=3,AY31,IF(AR2=4,BB31,IF(AR2=5,BE31,IF(AR2=6,BH31,IF(AR2=7,BK31,IF(AR2=8,BN31)))))))))","v":5.89},null,null,null,"cm",null,null,null,null,null,null,null,null,"V1",{"$f":"AS38","v":459.56},"at x =",0,"m."]
[null,null,null,null,null,null,null,null,null,null,null,null,null,null,null,null,null,null,null,null,null,null,null,null,null,"ry",null,null,null," =",{"$f":"IF(AND(AS32=FALSE,AV32=FALSE,AY32=FALSE,BB32=FALSE,BE32=FALSE,BH32=FALSE,BK32=FALSE,BN32=FALSE),0.0001,IF(AR2=1,AS32,IF(AR2=2,AV32,IF(AR2=3,AY32,IF(AR2=4,BB32,IF(AR2=5,BE32,IF(AR2=6,BH32,IF(AR2=7,BK32,IF(AR2=8,BN32)))))))))","v":2.37},null,null,null,"cm",null,null,null,null,null,null,null,null,"V2",{"$f":"AS39","v":459.56},"at x =",{"$f":"AS42","v":4},"m.","xv",{"$f":"AS38/AS37","v":2},"m.",0,0]
[null,null,null,null,null,null,null,null,null,null,null,null,null,null,null,null,null,null,null,null,null,null,null,null,null,"Sectional Area",null,null,null," =",{"$f":"IF(AND(AS33=FALSE,AV33=FALSE,AY33=FALSE,BB33=FALSE,BE33=FALSE,BH33=FALSE,BK33=FALSE,BN33=FALSE),0.0001,IF(AR2=1,AS33,IF(AR2=2,AV33,IF(AR2=3,AY33,IF(AR2=4,BB33,IF(AR2=5,BE33,IF(AR2=6,BH33,IF(AR2=7,BK33,IF(AR2=8,BN33)))))))))","v":9.5670000000000002},null,null,null,"cm2",null,null,null,null,null,null,null,null,"L",{"$f":"AE22","v":4},"at x =",{"$f":"AS42","v":4},"m.","xm",{"$f":"AS42*(1-((AS46^2)/(AS42^2)))","v":4},"m.",{"$f":"BP46","v":4},0]
[null,null,null,null,null,null,null,null,null,null,null,null,null,null,null,null,null,null,null,null,null,null,null,null,null,"Unit Weight",null,null,null," =",{"$f":"IF(AND(AS34=FALSE,AV34=FALSE,AY34=FALSE,BB34=FALSE,BE34=FALSE,BH34=FALSE,BK34=FALSE,BN34=FALSE),0.0001,IF(AR2=1,AS34,IF(AR2=2,AV34,IF(AR2=3,AY34,IF(AR2=4,BB34,IF(AR2=5,BE34,IF(AR2=6,BH34,IF(AR2=7,BK34,IF(AR2=8,BN34)))))))))","v":7.51},null,null,null,"kg./m.",null,null,null,null,null,null,null,null,null,null,"at x =",{"$f":"(AS42/2)*(1-((AS46^2)/(AS42^2)))","v":2},"m.","M",{"$f":"AS37*(AS42^2)/8","v":459.56}]
[null,"Results =>",null,null,null,null,null,null,{"$f":"\"Use : \"&AQ9&\"  \"&G35&\"-\"&AD35&\"  mm.\"","v":"Use : Use : C-Light Lip Channel  1-150x65x20x3.2  mm."},null,null,null,null,null,null,null,null,null,null,null,null,null,null,"Weight",null,{"$f":"AE43","v":7.51},null,null,"kg./m.",null,{"$f":"IF(OR(Y37=\"Fail\",Y39=\"Fail\"),\"Try again !\",\"Complete !!\")","v":"Complete !!"},null,null,null,null,null,null,null,null,null,null,null,null,null,null,"at x =",{"$f":"AS42","v":4},"m.",null,0]
[]
[null,null,null,null,null,null,null,null,null,null,null,null,null,null,null,null,null,null,null,null,null,null,null,null,null,null,null,null,null,null,null,null,null,null,null,null,null,null,null,null,null,null,null,null,null,0,0,{"$f":"AS42/10","v":0.4},{"$f":"AV46*2","v":0.8},{"$f":"AV46*3","v":1.2000000000000002},{"$f":"AV46*4","v":1.6},{"$f":"AV46*5","v":2},{"$f":"AV46*6","v":2.4000000000000004},{"$f":"AV46*7","v":2.8000000000000003},{"$f":"AV46*8","v":3.2},{"$f":"AV46*9","v":3.6},{"$f":"AV46*10","v":4},{"$f":"AV46*10","v":4},{"$f":"BF46+BG37","v":4},{"$f":"BF46+BH37","v":4},{"$f":"BF46+BI37","v":4},{"$f":"BF46+BJ37","v":4},{"$f":"BE46+BK37","v":4},{"$f":"BE46+BL37","v":4},{"$f":"BE46+BM37","v":4},{"$f":"BE46+BN37","v":4},{"$f":"BE46+BO37","v":4},{"$f":"BE46+BP37","v":4}]
[null,null,null,null,null,null,null,null,null,null,null,null,null,null,null,null,null,null,null,null,null,null,null,null,null,null,null,null,null,null,null,null,null,null,null,null,null,null,null,null,null,null,null,null,null,"M",{"$f":"((AS37*AU37)/(2*AS42))*((AS42^2)-(AS46^2)-(AS42*AU37))","v":0},{"$f":"((AS37*AV37)/(2*AS42))*((AS42^2)-(AS46^2)-(AS42*AV37))","v":165.44160000000002},{"$f":"((AS37*AW37)/(2*AS42))*((AS42^2)-(AS46^2)-(AS42*AW37))","v":294.11840000000001},{"$f":"((AS37*AX37)/(2*AS42))*((AS42^2)-(AS46^2)-(AS42*AX37))","v":386.03040000000004},{"$f":"((AS37*AY37)/(2*AS42))*((AS42^2)-(AS46^2)-(AS42*AY37))","v":441.17760000000004},{"$f":"((AS37*AZ37)/(2*AS42))*((AS42^2)-(AS46^2)-(AS42*AZ37))","v":459.56},{"$f":"((AS37*BA37)/(2*AS42))*((AS42^2)-(AS46^2)-(AS42*BA37))","v":441.17759999999998},{"$f":"((AS37*BB37)/(2*AS42))*((AS42^2)-(AS46^2)-(AS42*BB37))","v":386.03039999999993},{"$f":"((AS37*BC37)/(2*AS42))*((AS42^2)-(AS46^2)-(AS42*BC37))","v":294.11839999999995},{"$f":"((AS37*BD37)/(2*AS42))*((AS42^2)-(AS46^2)-(AS42*BD37))","v":165.44159999999997},{"$f":"((AS37*BE37)/(2*AS42))*((AS42^2)-(AS46^2)-(AS42*BE37))","v":0},{"$f":"-(AS37/2)*((AS46-BF37)^2)","v":0},{"$f":"-(AS37/2)*((AS46-BG37)^2)","v":0},{"$f":"-(AS37/2)*((AS46-BH37)^2)","v":0},{"$f":"-(AS37/2)*((AS46-BI37)^2)","v":0},{"$f":"-(AS37/2)*((AS46-BJ37)^2)","v":0},{"$f":"-(AS37/2)*((AS46-BK37)^2)","v":0},{"$f":"-(AS37/2)*((AS46-BL37)^2)","v":0},{"$f":"-(AS37/2)*((AS46-BM37)^2)","v":0},{"$f":"-(AS37/2)*((AS46-BN37)^2)","v":0},{"$f":"-(AS37/2)*((AS46-BO37)^2)","v":0},{"$f":"(AS37/2)*((AS46-BP37)^2)","v":0}]
[null,null,null,null,null,null,null,null,null,null,null,null,null,null,null,null,null,null,null,null,null,null,null,null,null,null,null,null,null,null,null,null,null,null,null,null,null,null,null,null,null,null,null,null,null,"∆ max.  y-y(x)",{"$f":"IF(G35=1,5*(AS37/100)*((AS42*100)^4)/(384*G22*AE36),5*(AS37/100)*((AS42*100)^4)/(384*G22*AE36*2))","v":1.0985848154522853},"cm."]
[]
[]
[]
[]
[]
[]
[]
[]
[]
[]
[]
[]
[]
[]
[]
[null,null,null,null,null,null,null,null,null,null,null,null,null,null,null,null,null,null,null,null,null,null,null,null,null,null,null,null,null,null,null,null,null,null,null,null,null,null,null,null,null,null,null,"Carbon Steel Pipe",null,"(For General Structural Purposes)"]
[]
[null,null,null,null,null,null,null,null,null,null,null,null,null,null,null,null,null,null,null,null,null,null,null,null,null,null,null,null,null,null,null,null,null,null,null,null,null,null,null,null,null,null,null,"Dimension Tolerance"]
[]
[null,null,null,null,null,null,null,null,null,null,null,null,null,null,null,null,null,null,null,null,null,null,null,null,null,null,null,null,null,null,null,null,null,null,null,null,null,null,null,null,null,null,null,"Side Length"]
[null,null,null,null,null,null,null,null,null,null,null,null,null,null,null,null,null,null,null,null,null,null,null,null,null,null,null,null,null,null,null,null,null,null,null,null,null,null,null,null,null,null,null,": O. D< 50 mm. ± 1.5 mm. Thickness : Under 3 mm. ± 0.3 mm."]
[null,null,null,null,null,null,null,null,null,null,null,null,null,null,null,null,null,null,null,null,null,null,null,null,null,null,null,null,null,null,null,null,null,null,null,null,null,null,null,null,null,null,null,": O. D > 50 mm. ± 1.5 % Thickness : 3 mm. or over, ± 10%"]
[null,null,null,null,null,null,null,null,null,null,null,null,null,null,null,null,null,null,null,null,null,null,null,null,null,null,null,null,null,null,null,null,null,null,null,null,null,null,null,null,null,null,null,": ± 10% Lenght : +50 mm., -0 mm."]
[]
[null,null,null,null,null,null,null,null,null,null,null,null,null,null,null,null,null,null,null,null,null,null,null,null,null,null,null,null,null,null,null,null,null,null,null,null,null,null,null,null,null,"Nominal dimention","Outside Diameter","Thickness","Calculate Weight","Cross Sectional Area","Geometrical Moment of Inertia","Modulus of Section","Radius of Gyration",null,null,"Name","Diameter (mm.)","Weight (kg/m.)","Cross Section Area (sq.cm.)","Circumference (cm.)"]
[null,null,null,null,null,null,null,null,null,null,null,null,null,null,null,null,null,null,null,null,null,null,null,null,null,null,null,null,null,null,null,null,null,null,null,null,null,null,null,null,null,"DN","D","T","W","A","I","Z","I",null,1,"RB 6",6,0.222,0.28299999999999997,1.88]
[null,null,null,null,null,null,null,null,null,null,null,null,null,null,null,null,null,null,null,null,null,null,null,null,null,null,null,null,null,null,null,null,null,null,null,null,null,null,null,null,null,"in.","mm.","mm.","kg./m.","cm2","cm4","cm3","cm.",null,2,"RB 9",9,0.499,0.63600000000000001,2.82]
[null,null,null,null,null,null,null,null,null,null,null,null,null,null,null,null,null,null,null,null,null,null,null,null,null,null,null,null,null,null,null,null,null,null,null,null,null,null,null,1,"21.7x2.0","1/2 (15)",21.7,2,0.97,1.24,0.61,0.56000000000000005,0.7,null,3,"RB 12",12,0.88800000000000001,1.131,3.77]
[null,null,null,null,null,null,null,null,null,null,null,null,null,null,null,null,null,null,null,null,null,null,null,null,null,null,null,null,null,null,null,null,null,null,null,null,null,null,null,2,"27.2x2.0","3/4 (20)  ","27.2  ",2,1.24,1.58,1.26,0.93,0.89,null,4,"RB 15",15,1.387,1.7669999999999999,4.71]
[null,null,null,null,null,null,null,null,null,null,null,null,null,null,null,null,null,null,null,null,null,null,null,null,null,null,null,null,null,null,null,null,null,null,null,null,null,null,null,3,"27.2x2.3",null,null,2.2999999999999998,1.41,1.8,1.41,1.03,0.88,null,5,"RB 19",19,2.226,2.835,5.96]
[null,null,null,null,null,null,null,null,null,null,null,null,null,null,null,null,null,null,null,null,null,null,null,null,null,null,null,null,null,null,null,null,null,null,null,null,null,null,null,4,"34.0x2.3","1 (25)",34,2.2999999999999998,1.8,2.29,2.89,1.7,1.1200000000000001,null,6,"RB 25",25,3.8530000000000002,4.9089999999999998,7.85]
[null,null,null,null,null,null,null,null,null,null,null,null,null,null,null,null,null,null,null,null,null,null,null,null,null,null,null,null,null,null,null,null,null,null,null,null,null,null,null,5,"42.7x2.3","1 1/4 (32)  ","42.7  ",2.2999999999999998,2.29,2.92,5.97,2.8,1.43,null,7,"RB 28",28,4.8339999999999996,6.1580000000000004,8.7899999999999991]
[null,null,null,null,null,null,null,null,null,null,null,null,null,null,null,null,null,null,null,null,null,null,null,null,null,null,null,null,null,null,null,null,null,null,null,null,null,null,null,6,"42.7x2.5",null,null,2.5,2.48,3.16,6.4,3,1.42,null,8,"RB 34",34,7.1269999999999998,9.0790000000000006,10.68]
[null,null,null,null,null,null,null,null,null,null,null,null,null,null,null,null,null,null,null,null,null,null,null,null,null,null,null,null,null,null,null,null,null,null,null,null,null,null,null,7,"48.6x2.3","  1 1/2 (40)    ","  48.6    ",2.2999999999999998,2.63,3.35,8.99,3.7,1.64,null,9,"DB 10",10,0.61599999999999999,0.78500000000000003,3.14]
[null,null,null,null,null,null,null,null,null,null,null,null,null,null,null,null,null,null,null,null,null,null,null,null,null,null,null,null,null,null,null,null,null,null,null,null,null,null,null,8,"48.6x2.5",null,null,2.5,2.84,3.62,9.65,3.97,1.63,null,10,"DB 12",12,0.88800000000000001,1.131,3.77]
[null,null,null,null,null,null,null,null,null,null,null,null,null,null,null,null,null,null,null,null,null,null,null,null,null,null,null,null,null,null,null,null,null,null,null,null,null,null,null,9,"48.6x2.8",null,null,2.8,3.16,4.03,10.6,4.3600000000000003,1.62,null,11,"DB 16",16,1.5780000000000001,2.0099999999999998,5.03]
[null,null,null,null,null,null,null,null,null,null,null,null,null,null,null,null,null,null,null,null,null,null,null,null,null,null,null,null,null,null,null,null,null,null,null,null,null,null,null,10,"48.6x3.2",null,null,3.2,3.58,4.5599999999999996,11.8,4.8600000000000003,1.61,null,12,"DB 20",20,2.4660000000000002,3.1459999999999999,6.29]
[null,null,null,null,null,null,null,null,null,null,null,null,null,null,null,null,null,null,null,null,null,null,null,null,null,null,null,null,null,null,null,null,null,null,null,null,null,null,null,11,"60.5x2.3","  2(50)  ","  60.5  ",2.2999999999999998,3.3,4.21,17.8,5.9,2.06,null,13,"DB 22",22,2.984,3.8010000000000002,6.91]
[null,null,null,null,null,null,null,null,null,null,null,null,null,null,null,null,null,null,null,null,null,null,null,null,null,null,null,null,null,null,null,null,null,null,null,null,null,null,null,12,"60.5x3.2",null,null,3.2,4.5199999999999996,5.76,23.7,7.84,2.0299999999999998,null,14,"DB 25",25,3.8530000000000002,4.9080000000000004,7.86]
[null,null,null,null,null,null,null,null,null,null,null,null,null,null,null,null,null,null,null,null,null,null,null,null,null,null,null,null,null,null,null,null,null,null,null,null,null,null,null,13,"60.5x4.0",null,null,4,5.57,7.1,28.5,9.41,2,null,15,"DB 28",28,4.8339999999999996,6.157,8.8000000000000007]
[null,null,null,null,null,null,null,null,null,null,null,null,null,null,null,null,null,null,null,null,null,null,null,null,null,null,null,null,null,null,null,null,null,null,null,null,null,null,null,14,"76.3x2.8","  2 1/2 (65)  ","  76.3  ",2.8,5.08,6.47,43.7,11.5,2.6,null,16,"DB 32",32,6.3129999999999997,8.0419999999999998,10.06]
[null,null,null,null,null,null,null,null,null,null,null,null,null,null,null,null,null,null,null,null,null,null,null,null,null,null,null,null,null,null,null,null,null,null,null,null,null,null,null,15,"76.3x3.2",null,null,3.2,5.77,7.35,49.2,12.9,2.59,null,17,"DB 36",36,7.99,10.178000000000001,11.31]
[null,null,null,null,null,null,null,null,null,null,null,null,null,null,null,null,null,null,null,null,null,null,null,null,null,null,null,null,null,null,null,null,null,null,null,null,null,null,null,16,"76.3x4.0",null,null,4,7.13,9.09,59.5,15.6,2.58,null,18,"DB 40",40,9.8650000000000002,12.566000000000001,12.6]
[null,null,null,null,null,null,null,null,null,null,null,null,null,null,null,null,null,null,null,null,null,null,null,null,null,null,null,null,null,null,null,null,null,null,null,null,null,null,null,17,"89.1x2.8","3 (80)  ","89.1  ",2.8,5.96,7.59,70.7,15.9,3.05]
[null,null,null,null,null,null,null,null,null,null,null,null,null,null,null,null,null,null,null,null,null,null,null,null,null,null,null,null,null,null,null,null,null,null,null,null,null,null,null,18,"89.1x3.2",null,null,3.2,6.78,8.64,79.8,17.899999999999999,3.04]
[null,null,null,null,null,null,null,null,null,null,null,null,null,null,null,null,null,null,null,null,null,null,null,null,null,null,null,null,null,null,null,null,null,null,null,null,null,null,null,19,"101.6x3.2","3 1/2 (90)  ","101.6  ",3.2,7.76,9.89,120,23.6,3.48]
[null,null,null,null,null,null,null,null,null,null,null,null,null,null,null,null,null,null,null,null,null,null,null,null,null,null,null,null,null,null,null,null,null,null,null,null,null,null,null,20,"101.6x4.0",null,null,4,9.6300000000000008,12.26,146,28.8,3.45]
[null,null,null,null,null,null,null,null,null,null,null,null,null,null,null,null,null,null,null,null,null,null,null,null,null,null,null,null,null,null,null,null,null,null,null,null,null,null,null,21,"114.3x3.2","  4 (100)  ","  114.3  ",3.2,8.77,11.17,172,30.2,3.93]
[null,null,null,null,null,null,null,null,null,null,null,null,null,null,null,null,null,null,null,null,null,null,null,null,null,null,null,null,null,null,null,null,null,null,null,null,null,null,null,22,"114.3x3.5",null,null,3.5,9.58,12.18,187,32.700000000000003,3.92]
[null,null,null,null,null,null,null,null,null,null,null,null,null,null,null,null,null,null,null,null,null,null,null,null,null,null,null,null,null,null,null,null,null,null,null,null,null,null,null,23,"114.3x4.5",null,null,4.5,12.2,15.52,234,41,3.89]
[null,null,null,null,null,null,null,null,null,null,null,null,null,null,null,null,null,null,null,null,null,null,null,null,null,null,null,null,null,null,null,null,null,null,null,null,null,null,null,24,"139.8x3.6","  5 (125)    ","  139.8    ",3.6,12.1,15.4,357,51.1,4.82]
[null,null,null,null,null,null,null,null,null,null,null,null,null,null,null,null,null,null,null,null,null,null,null,null,null,null,null,null,null,null,null,null,null,null,null,null,null,null,null,25,"139.8x4.0",null,null,4,13.4,17.07,394,56.3,4.8]
[null,null,null,null,null,null,null,null,null,null,null,null,null,null,null,null,null,null,null,null,null,null,null,null,null,null,null,null,null,null,null,null,null,null,null,null,null,null,null,26,"139.8x4.5",null,null,4.5,15,19.13,438,62.7,4.79]
[null,null,null,null,null,null,null,null,null,null,null,null,null,null,null,null,null,null,null,null,null,null,null,null,null,null,null,null,null,null,null,null,null,null,null,null,null,null,null,27,"139.8x6.0",null,null,6,19.8,25.22,566,80.2,4.74]
[null,null,null,null,null,null,null,null,null,null,null,null,null,null,null,null,null,null,null,null,null,null,null,null,null,null,null,null,null,null,null,null,null,null,null,null,null,null,null,28,"165.2x4.5","  6 (150)    ","  165.2    ",4.5,17.8,22.72,734,88.9,5.68]
[null,null,null,null,null,null,null,null,null,null,null,null,null,null,null,null,null,null,null,null,null,null,null,null,null,null,null,null,null,null,null,null,null,null,null,null,null,null,null,29,"165.2x5.0",null,null,5,19.8,25.16,808,97.8,5.67]
[null,null,null,null,null,null,null,null,null,null,null,null,null,null,null,null,null,null,null,null,null,null,null,null,null,null,null,null,null,null,null,null,null,null,null,null,null,null,null,30,"165.2x6.0",null,null,6,23.6,30.01,952,115,5.63]
[null,null,null,null,null,null,null,null,null,null,null,null,null,null,null,null,null,null,null,null,null,null,null,null,null,null,null,null,null,null,null,null,null,null,null,null,null,null,null,31,"165.2x7.1",null,null,7.1,27.7,35.26,1100,134,5.6]
[null,null,null,null,null,null,null,null,null,null,null,null,null,null,null,null,null,null,null,null,null,null,null,null,null,null,null,null,null,null,null,null,null,null,null,null,null,null,null,32,"216.3x4.5","  8 (200)    ","  216.3    ",4.5,23.5,29.94,1680,155,7.49]
[null,null,null,null,null,null,null,null,null,null,null,null,null,null,null,null,null,null,null,null,null,null,null,null,null,null,null,null,null,null,null,null,null,null,null,null,null,null,null,33,"216.3x5.8",null,null,5.8,30.1,38.36,2130,197,7.45]
[null,null,null,null,null,null,null,null,null,null,null,null,null,null,null,null,null,null,null,null,null,null,null,null,null,null,null,null,null,null,null,null,null,null,null,null,null,null,null,34,"216.3x7.0",null,null,7,36.1,46.03,2520,233,7.4]
[null,null,null,null,null,null,null,null,null,null,null,null,null,null,null,null,null,null,null,null,null,null,null,null,null,null,null,null,null,null,null,null,null,null,null,null,null,null,null,35,"216.3x8.2",null,null,8.1999999999999993,42.1,53.61,2910,269,7.36]
[]
[]
[]
[null,null,null,null,null,null,null,null,null,null,null,null,null,null,null,null,null,null,null,null,null,null,null,null,null,null,null,null,null,null,null,null,null,null,null,null,null,null,null,null,null,null,null,null,null,"Channels"]
[]
[null,null,null,null,null,null,null,null,null,null,null,null,null,null,null,null,null,null,null,null,null,null,null,null,null,null,null,null,null,null,null,null,null,null,null,null,null,null,null,null,null,null,null,null,null,"TIS / JIS STANDARDS"]
[]
[null,null,null,null,null,null,null,null,null,null,null,null,null,null,null,null,null,null,null,null,null,null,null,null,null,null,null,null,null,null,null,null,null,null,null,null,null,null,null,null,null,null,null,null,null,"( TIS 1227 : 1996 / JIS G3192 : 1990)"]
[]
[null,null,null,null,null,null,null,null,null,null,null,null,null,null,null,null,null,null,null,null,null,null,null,null,null,null,null,null,null,null,null,null,null,null,null,null,null,null,null,null,null,null,null,null,null,"Size & Properties"]
[]
[]
[null,null,null,null,null,null,null,null,null,null,null,null,null,null,null,null,null,null,null,null,null,null,null,null,null,null,null,null,null,null,null,null,null,null,null,null,null,null,null,null,null,"Standard Sectional Dimension (mm.)",null,null,null,null,"Sectional Area (cm2)","Weight (kg/m.)","Reference"]
[null,null,null,null,null,null,null,null,null,null,null,null,null,null,null,null,null,null,null,null,null,null,null,null,null,null,null,null,null,null,null,null,null,null,null,null,null,null,null,null,null,"H x B","t1","t2","r1","r2",null,null,"Position of Center of Gravity (cm.)",null,"Moment of Inertia (cm4)",null,"Raidus of Gyration (cm.)",null,"Modulus of Section (cm3)"]
[null,null,null,null,null,null,null,null,null,null,null,null,null,null,null,null,null,null,null,null,null,null,null,null,null,null,null,null,null,null,null,null,null,null,null,null,null,null,null,null,null,null,null,null,null,null,null,null,"Cx","Cy","lx","ly","ix","iy","Zx","Zy"]
[null,null,null,null,null,null,null,null,null,null,null,null,null,null,null,null,null,null,null,null,null,null,null,null,null,null,null,null,null,null,null,null,null,null,null,null,null,null,null,1,{"$f":"AP126&\"x\"&AQ126&\"x\"&AR126","v":"75x40x5x7"},"75x40",5,7,8,4,8.8179999999999996,6.92,0,1.28,75.3,12.2,2.92,1.17,20.100000000000001,4.47]
[null,null,null,null,null,null,null,null,null,null,null,null,null,null,null,null,null,null,null,null,null,null,null,null,null,null,null,null,null,null,null,null,null,null,null,null,null,null,null,2,{"$f":"AP127&\"x\"&AQ127&\"x\"&AR127","v":"100x50x5x7.5"},"100x50",5,7.5,8,4,11.92,9.36,0,1.54,188,26,3.97,1.48,37.6,7.52]
[null,null,null,null,null,null,null,null,null,null,null,null,null,null,null,null,null,null,null,null,null,null,null,null,null,null,null,null,null,null,null,null,null,null,null,null,null,null,null,3,"125x65x6x8","125x65",6,8,8,4,17.11,13.4,0,1.9,424,61.8,4.9800000000000004,1.9,67.8,13.4]
[null,null,null,null,null,null,null,null,null,null,null,null,null,null,null,null,null,null,null,null,null,null,null,null,null,null,null,null,null,null,null,null,null,null,null,null,null,null,null,4,"150x75x6.5x10","150x75",6.5,10,10,5,23.71,18.600000000000001,0,2.2799999999999998,861,117,6.03,2.2200000000000002,115,22.4]
[null,null,null,null,null,null,null,null,null,null,null,null,null,null,null,null,null,null,null,null,null,null,null,null,null,null,null,null,null,null,null,null,null,null,null,null,null,null,null,5,"150x75x9x12.5","150x75",9,12.5,15,7.5,30.59,24,0,2.31,1050,147,5.86,2.19,140,28.3]
[null,null,null,null,null,null,null,null,null,null,null,null,null,null,null,null,null,null,null,null,null,null,null,null,null,null,null,null,null,null,null,null,null,null,null,null,null,null,null,6,"180x75x7x10.5","180x75",7,10.5,11,5.5,27.2,21.4,0,2.13,1380,131,7.12,2.19,15.3,24.3]
[null,null,null,null,null,null,null,null,null,null,null,null,null,null,null,null,null,null,null,null,null,null,null,null,null,null,null,null,null,null,null,null,null,null,null,null,null,null,null,7,"200x80x7.5x11","200x80",7.5,11,12,6,31.33,24.6,0,2.21,1950,168,7.88,2.3199999999999998,195,29.1]
[null,null,null,null,null,null,null,null,null,null,null,null,null,null,null,null,null,null,null,null,null,null,null,null,null,null,null,null,null,null,null,null,null,null,null,null,null,null,null,8,"200x90x8x13.5","200x90",8,13.5,14,7,38.65,30.3,0,2.74,2490,277,8.02,2.68,249,44.2]
[null,null,null,null,null,null,null,null,null,null,null,null,null,null,null,null,null,null,null,null,null,null,null,null,null,null,null,null,null,null,null,null,null,null,null,null,null,null,null,9,"250x90x9x13","250x90",9,13,14,7,44.07,34.6,0,2.4,4180,294,9.74,2.58,334,44.5]
[null,null,null,null,null,null,null,null,null,null,null,null,null,null,null,null,null,null,null,null,null,null,null,null,null,null,null,null,null,null,null,null,null,null,null,null,null,null,null,10,"250x90x11x14.5","250x90",11,14.5,17,8.5,51.17,40.200000000000003,0,2.4,4680,329,9.56,2.54,374,49.9]
[null,null,null,null,null,null,null,null,null,null,null,null,null,null,null,null,null,null,null,null,null,null,null,null,null,null,null,null,null,null,null,null,null,null,null,null,null,null,null,11,"300x90x9x13","300x90",9,13,14,7,48.57,38.1,0,2.2200000000000002,6440,309,11.5,2.52,429,45.7]
[null,null,null,null,null,null,null,null,null,null,null,null,null,null,null,null,null,null,null,null,null,null,null,null,null,null,null,null,null,null,null,null,null,null,null,null,null,null,null,12,{"$f":"AP137&\"x\"&AQ137&\"x\"&AR137","v":"300x90x10x15.5"},"300x90",10,15.5,19,9.5,55.74,43.8,0,2.34,7410,360,11.5,2.54,494,54.1]
[null,null,null,null,null,null,null,null,null,null,null,null,null,null,null,null,null,null,null,null,null,null,null,null,null,null,null,null,null,null,null,null,null,null,null,null,null,null,null,13,"300x90x12x16","300x90",12,16,19,9.5,61.9,48.6,0,2.2799999999999998,7870,379,11.3,2.48,525,56.4]
[null,null,null,null,null,null,null,null,null,null,null,null,null,null,null,null,null,null,null,null,null,null,null,null,null,null,null,null,null,null,null,null,null,null,null,null,null,null,null,14,"380x100x10.5x16","380x100",10.5,16,18,9,63.39,54.5,0,2.41,14500,535,14.5,2.78,763,70.5]
[null,null,null,null,null,null,null,null,null,null,null,null,null,null,null,null,null,null,null,null,null,null,null,null,null,null,null,null,null,null,null,null,null,null,null,null,null,null,null,15,"380x100x13x16.5","380x100",13,16.5,18,9,78.959999999999994,62,0,2.33,15600,565,14.1,2.67,823,73.599999999999994]
[null,null,null,null,null,null,null,null,null,null,null,null,null,null,null,null,null,null,null,null,null,null,null,null,null,null,null,null,null,null,null,null,null,null,null,null,null,null,null,16,{"$f":"AP141&\"x\"&AQ141&\"x\"&AR141","v":"380x100x13x20"},"380x100",13,20,24,12,85.71,67.3,0,2.54,17600,655,14.3,2.76,926,87.8]
[]
[]
[]
[null,null,null,null,null,null,null,null,null,null,null,null,null,null,null,null,null,null,null,null,null,null,null,null,null,null,null,null,null,null,null,null,null,null,null,null,null,null,null,null,null,null,null,null,null,"Equal Angles"]
[]
[null,null,null,null,null,null,null,null,null,null,null,null,null,null,null,null,null,null,null,null,null,null,null,null,null,null,null,null,null,null,null,null,null,null,null,null,null,null,null,null,null,null,null,null,null,"TIS / JIS STANDARDS"]
[]
[null,null,null,null,null,null,null,null,null,null,null,null,null,null,null,null,null,null,null,null,null,null,null,null,null,null,null,null,null,null,null,null,null,null,null,null,null,null,null,null,null,null,null,null,null,"(TIS 1227 : 1996 / JIS G3192 : 1990)"]
[]
[null,null,null,null,null,null,null,null,null,null,null,null,null,null,null,null,null,null,null,null,null,null,null,null,null,null,null,null,null,null,null,null,null,null,null,null,null,null,null,null,null,null,null,null,null,"Size & Properties"]
[]
[]
[null,null,null,null,null,null,null,null,null,null,null,null,null,null,null,null,null,null,null,null,null,null,null,null,null,null,null,null,null,null,null,null,null,null,null,null,null,null,null,null,null,"Standard Sectional Dimesion mm.",null,null,null,"Sectional Area cm2","Unit Weight kg/m","Reference"]
[null,null,null,null,null,null,null,null,null,null,null,null,null,null,null,null,null,null,null,null,null,null,null,null,null,null,null,null,null,null,null,null,null,null,null,null,null,null,null,null,null,null,null,null,null,null,null,"Position of Center of Gravity cm. ",null,"Geometrical Moment of Ineryia cm4",null,null,null,"Raidus of Gyration of Area cm.",null,null,null,"Modulus of Section cm3"]
[null,null,null,null,null,null,null,null,null,null,null,null,null,null,null,null,null,null,null,null,null,null,null,null,null,null,null,null,null,null,null,null,null,null,null,null,null,null,null,null,null,"AxB","t","r1","r2",null,null,"Cx","Cy","Ix","Iy","Max ix","Min iy","ix","iy","Max ix","Max iy","Zx","Zy"]
[null,null,null,null,null,null,null,null,null,null,null,null,null,null,null,null,null,null,null,null,null,null,null,null,null,null,null,null,null,null,null,null,null,null,null,null,null,null,null,1,{"$f":"AP157&\"x\"&AQ157","v":"25x25x3"},"25x25",3,4,2,1.427,1.1200000000000001,0.71899999999999997,0.71899999999999997,0.79700000000000004,0.79700000000000004,1.26,0.33200000000000002,0.747,0.747,0.94,0.48299999999999998,0.44800000000000001,0.44800000000000001]
[null,null,null,null,null,null,null,null,null,null,null,null,null,null,null,null,null,null,null,null,null,null,null,null,null,null,null,null,null,null,null,null,null,null,null,null,null,null,null,2,{"$f":"AP158&\"x\"&AQ158","v":"25x25x5"},"25x25",5,3.5,2.4,2.2599999999999998,1.77,0.8,0.8,1.2,1.2,1.89,0.52,0.73,0.73,0.91,0.48,0.71,0.71]
[null,null,null,null,null,null,null,null,null,null,null,null,null,null,null,null,null,null,null,null,null,null,null,null,null,null,null,null,null,null,null,null,null,null,null,null,null,null,null,3,"30x30x3","30x30",3,4,2,1.7270000000000001,1.36,0.84399999999999997,0.84399999999999997,1.42,1.42,2.2599999999999998,0.59,0.90800000000000003,0.90800000000000003,1.1399999999999999,0.58499999999999996,0.66100000000000003,0.66100000000000003]
[null,null,null,null,null,null,null,null,null,null,null,null,null,null,null,null,null,null,null,null,null,null,null,null,null,null,null,null,null,null,null,null,null,null,null,null,null,null,null,4,"30x30x5","30x30",5,5,2.4,2.78,2.1800000000000002,0.92,0.92,2.16,2.16,3.41,0.92,0.88,0.88,1.1100000000000001,0.56999999999999995,1.04,1.04]
[null,null,null,null,null,null,null,null,null,null,null,null,null,null,null,null,null,null,null,null,null,null,null,null,null,null,null,null,null,null,null,null,null,null,null,null,null,null,null,5,"40x40x3","40x40",3,4.5,2,2.3359999999999999,1.83,1.0900000000000001,1.0900000000000001,3.53,3.53,5.6,1.46,1.23,1.23,1.55,0.79,1.21,1.21]
[null,null,null,null,null,null,null,null,null,null,null,null,null,null,null,null,null,null,null,null,null,null,null,null,null,null,null,null,null,null,null,null,null,null,null,null,null,null,null,6,"40x40x5","40x40",5,4.5,3,3.7549999999999999,2.95,1.17,1.17,5.42,5.42,8.59,2.25,1.2,1.2,1.51,0.77400000000000002,1.91,1.91]
[null,null,null,null,null,null,null,null,null,null,null,null,null,null,null,null,null,null,null,null,null,null,null,null,null,null,null,null,null,null,null,null,null,null,null,null,null,null,null,7,"40x40x6","40x40",6,6,2.4,4.4800000000000004,3.52,1.2,1.2,6.31,6.31,9.98,2.65,1.19,1.19,1.49,0.77,2.2599999999999998,2.2599999999999998]
[null,null,null,null,null,null,null,null,null,null,null,null,null,null,null,null,null,null,null,null,null,null,null,null,null,null,null,null,null,null,null,null,null,null,null,null,null,null,null,8,"45x45x4","45x45",4,6.5,3,3.492,2.74,1.24,1.24,6.5,6.5,10.3,2.7,1.36,1.36,1.72,0.88,2,2]
[null,null,null,null,null,null,null,null,null,null,null,null,null,null,null,null,null,null,null,null,null,null,null,null,null,null,null,null,null,null,null,null,null,null,null,null,null,null,null,9,"45x45x5","45x45",5,6.5,3,4.3019999999999996,3.38,1.28,1.28,7.91,7.91,12.5,3.29,1.36,1.36,1.71,0.874,2.46,2.46]
[null,null,null,null,null,null,null,null,null,null,null,null,null,null,null,null,null,null,null,null,null,null,null,null,null,null,null,null,null,null,null,null,null,null,null,null,null,null,null,10,"50x50x3","50x50",3,7,2.4,2.96,2.33,1.31,1.31,6.86,6.86,10.8,2.88,1.52,1.52,1.91,0.99,1.86,1.86]
[null,null,null,null,null,null,null,null,null,null,null,null,null,null,null,null,null,null,null,null,null,null,null,null,null,null,null,null,null,null,null,null,null,null,null,null,null,null,null,11,"50x50x4","50x50",4,6.5,3,3.8919999999999999,3.06,1.37,1.37,9.06,9.06,14.4,3.76,1.53,1.53,1.92,0.98299999999999998,2.4900000000000002,2.4900000000000002]
[null,null,null,null,null,null,null,null,null,null,null,null,null,null,null,null,null,null,null,null,null,null,null,null,null,null,null,null,null,null,null,null,null,null,null,null,null,null,null,12,"50x50x5","50x50",5,6.5,3,4.8019999999999996,3.77,1.41,1.41,11.1,11.1,17.5,4.58,1.52,1.52,1.91,0.97599999999999998,3.08,3.08]
[null,null,null,null,null,null,null,null,null,null,null,null,null,null,null,null,null,null,null,null,null,null,null,null,null,null,null,null,null,null,null,null,null,null,null,null,null,null,null,13,"50x50x6","50x50",6,6.5,4.5,5.6440000000000001,4.43,1.44,1.44,12.6,12.6,20,5.23,1.5,1.5,1.88,0.96299999999999997,3.55,3.55]
[null,null,null,null,null,null,null,null,null,null,null,null,null,null,null,null,null,null,null,null,null,null,null,null,null,null,null,null,null,null,null,null,null,null,null,null,null,null,null,14,"60x60x4","60x60",4,6.5,3,4.6920000000000002,3.68,1.61,1.61,16,16,25.4,6.62,1.85,1.85,2.33,1.19,3.66,3.66]
[null,null,null,null,null,null,null,null,null,null,null,null,null,null,null,null,null,null,null,null,null,null,null,null,null,null,null,null,null,null,null,null,null,null,null,null,null,null,null,15,"60x60x5","60x60",5,6.5,3,5.8019999999999996,4.55,1.66,1.66,19.600000000000001,19.600000000000001,31.2,8.09,1.84,1.84,2.3199999999999998,1.18,4.5199999999999996,4.5199999999999996]
[null,null,null,null,null,null,null,null,null,null,null,null,null,null,null,null,null,null,null,null,null,null,null,null,null,null,null,null,null,null,null,null,null,null,null,null,null,null,null,16,"65x65x5","65x65",5,8.5,3,6.367,5,1.77,1.77,25.3,25.3,40.1,10.5,1.99,1.99,2.5099999999999998,1.28,5.35,5.35]
[null,null,null,null,null,null,null,null,null,null,null,null,null,null,null,null,null,null,null,null,null,null,null,null,null,null,null,null,null,null,null,null,null,null,null,null,null,null,null,17,"65x65x6","65x65",6,8.5,4,7.5270000000000001,5.91,1.81,1.81,29.4,29.4,46.6,12.2,1.98,1.98,2.4900000000000002,1.27,6.26,6.26]
[null,null,null,null,null,null,null,null,null,null,null,null,null,null,null,null,null,null,null,null,null,null,null,null,null,null,null,null,null,null,null,null,null,null,null,null,null,null,null,18,"65x65x8","65x65",8,8.5,6,9.7609999999999992,7.66,1.88,1.88,36.799999999999997,36.799999999999997,58.3,15.3,1.94,1.94,2.44,1.25,7.96,7.96]
[null,null,null,null,null,null,null,null,null,null,null,null,null,null,null,null,null,null,null,null,null,null,null,null,null,null,null,null,null,null,null,null,null,null,null,null,null,null,null,19,"70x70x6","70x70",6,8.5,4,8.1270000000000007,6.38,1.93,1.93,37.1,37.1,58.9,15.3,2.14,2.14,2.69,1.37,7.33,7.33]
[null,null,null,null,null,null,null,null,null,null,null,null,null,null,null,null,null,null,null,null,null,null,null,null,null,null,null,null,null,null,null,null,null,null,null,null,null,null,null,20,"75x75x6","75x75",6,8.5,4,8.7270000000000003,6.85,2.06,2.06,46.1,46.1,73.2,19,2.2999999999999998,2.2999999999999998,2.9,1.48,8.4700000000000006,8.4700000000000006]
[null,null,null,null,null,null,null,null,null,null,null,null,null,null,null,null,null,null,null,null,null,null,null,null,null,null,null,null,null,null,null,null,null,null,null,null,null,null,null,21,"75x75x9","75x75",9,8.5,6,12.69,9.9600000000000009,2.17,2.17,64.400000000000006,64.400000000000006,102,26.7,2.25,2.25,2.84,1.45,12.1,12.1]
[null,null,null,null,null,null,null,null,null,null,null,null,null,null,null,null,null,null,null,null,null,null,null,null,null,null,null,null,null,null,null,null,null,null,null,null,null,null,null,22,"75x75x12","75x75",12,8.5,6,16.559999999999999,13,2.29,2.29,81.900000000000006,81.900000000000006,129,34.5,2.2200000000000002,2.2200000000000002,2.79,1.44,15.7,15.7]
[null,null,null,null,null,null,null,null,null,null,null,null,null,null,null,null,null,null,null,null,null,null,null,null,null,null,null,null,null,null,null,null,null,null,null,null,null,null,null,23,"80x80x6","80x80",6,8.5,4,9.327,7.32,2.1800000000000002,2.1800000000000002,56.4,56.4,89.6,23.2,2.46,2.46,3.1,1.58,9.6999999999999993,9.6999999999999993]
[null,null,null,null,null,null,null,null,null,null,null,null,null,null,null,null,null,null,null,null,null,null,null,null,null,null,null,null,null,null,null,null,null,null,null,null,null,null,null,24,"90x90x6","90x90",6,10,5,10.55,8.2799999999999994,2.42,2.42,80.7,80.7,128,33.4,2.77,2.77,3.48,1.78,12.3,12.3]
[null,null,null,null,null,null,null,null,null,null,null,null,null,null,null,null,null,null,null,null,null,null,null,null,null,null,null,null,null,null,null,null,null,null,null,null,null,null,null,25,"90x90x7","90x90",7,10,5,12.22,9.59,2.46,2.46,93,93,148,38.299999999999997,2.76,2.76,3.48,1.77,14.2,14.2]
[null,null,null,null,null,null,null,null,null,null,null,null,null,null,null,null,null,null,null,null,null,null,null,null,null,null,null,null,null,null,null,null,null,null,null,null,null,null,null,26,"90x90x10","90x90",10,10,7,17,13.3,2.57,2.57,125,125,199,51.7,2.71,2.71,3.42,1.74,19.5,19.5]
[null,null,null,null,null,null,null,null,null,null,null,null,null,null,null,null,null,null,null,null,null,null,null,null,null,null,null,null,null,null,null,null,null,null,null,null,null,null,null,27,"90x90x12","90x90",12,11,4.8,20.3,15.9,2.66,2.66,148,148,234,61.7,2.7,2.7,3.4,1.75,23.3,23.3]
[null,null,null,null,null,null,null,null,null,null,null,null,null,null,null,null,null,null,null,null,null,null,null,null,null,null,null,null,null,null,null,null,null,null,null,null,null,null,null,28,"90x90x13","90x90",13,10,7,21.71,17,2.69,2.69,156,156,248,65.3,2.68,2.68,3.38,1.73,24.8,24.8]
[null,null,null,null,null,null,null,null,null,null,null,null,null,null,null,null,null,null,null,null,null,null,null,null,null,null,null,null,null,null,null,null,null,null,null,null,null,null,null,29,"100x100x7","100x100",7,10,5,13.62,10.7,2.71,2.71,129,129,205,53.2,3.08,3.08,3.88,1.98,17.7,17.7]
[null,null,null,null,null,null,null,null,null,null,null,null,null,null,null,null,null,null,null,null,null,null,null,null,null,null,null,null,null,null,null,null,null,null,null,null,null,null,null,30,"100x100x10","100x100",10,10,7,19,14.9,2.82,2.82,175,175,278,72,3.04,3.04,3.83,1.95,24.4,24.4]
[null,null,null,null,null,null,null,null,null,null,null,null,null,null,null,null,null,null,null,null,null,null,null,null,null,null,null,null,null,null,null,null,null,null,null,null,null,null,null,31,"100x100x12","100x100",12,12,4.8,22.7,17.8,2.9,2.9,207,207,328,85.7,3.02,3.02,3.8,1.94,29.1,29.1]
[null,null,null,null,null,null,null,null,null,null,null,null,null,null,null,null,null,null,null,null,null,null,null,null,null,null,null,null,null,null,null,null,null,null,null,null,null,null,null,32,"100x100x13","100x100",13,10,7,24.31,19.100000000000001,2.94,2.94,220,220,348,91.1,3,3,3.78,1.94,31.1,31.1]
[null,null,null,null,null,null,null,null,null,null,null,null,null,null,null,null,null,null,null,null,null,null,null,null,null,null,null,null,null,null,null,null,null,null,null,null,null,null,null,33,"120x120x8","120x120",8,12,5,18.760000000000002,14.7,3.24,3.24,258,258,410,106,3.71,3.71,4.67,2.38,29.5,29.5]
[null,null,null,null,null,null,null,null,null,null,null,null,null,null,null,null,null,null,null,null,null,null,null,null,null,null,null,null,null,null,null,null,null,null,null,null,null,null,null,34,"130x130x9","130x130",9,12,6,22.74,17.899999999999999,3.53,3.53,366,366,583,150,4.01,4.01,5.0599999999999996,2.57,38.700000000000003,38.700000000000003]
[null,null,null,null,null,null,null,null,null,null,null,null,null,null,null,null,null,null,null,null,null,null,null,null,null,null,null,null,null,null,null,null,null,null,null,null,null,null,null,35,"130x130x12","130x130",12,12,8.5,29.76,23.4,3.64,3.64,467,467,743,192,3.96,3.96,5,2.54,49.9,49.9]
[null,null,null,null,null,null,null,null,null,null,null,null,null,null,null,null,null,null,null,null,null,null,null,null,null,null,null,null,null,null,null,null,null,null,null,null,null,null,null,36,"130x130x15","130x130",15,12,8.5,36.75,28.8,3.76,3.76,568,568,902,234,3.93,3.93,4.95,2.5299999999999998,21.5,21.5]
[null,null,null,null,null,null,null,null,null,null,null,null,null,null,null,null,null,null,null,null,null,null,null,null,null,null,null,null,null,null,null,null,null,null,null,null,null,null,null,37,"150x150x12","150x150",12,14,7,34.770000000000003,27.3,4.1399999999999997,4.1399999999999997,740,740,1180,304,4.16,4.16,5.82,2.96,68.099999999999994,68.099999999999994]
[null,null,null,null,null,null,null,null,null,null,null,null,null,null,null,null,null,null,null,null,null,null,null,null,null,null,null,null,null,null,null,null,null,null,null,null,null,null,null,38,"150x150x15","150x150",15,14,10,42.74,33.6,4.24,4.24,888,888,1410,365,4.5599999999999996,4.5599999999999996,5.75,2.92,82.6,82.6]
[null,null,null,null,null,null,null,null,null,null,null,null,null,null,null,null,null,null,null,null,null,null,null,null,null,null,null,null,null,null,null,null,null,null,null,null,null,null,null,39,"150x150x19","150x150",19,14,10,53.38,41.9,4.4000000000000004,4.4000000000000004,1090,1090,1730,451,4.5199999999999996,4.5199999999999996,5.69,2.91,103,103]
[null,null,null,null,null,null,null,null,null,null,null,null,null,null,null,null,null,null,null,null,null,null,null,null,null,null,null,null,null,null,null,null,null,null,null,null,null,null,null,40,"175x175x12","175x175",12,15,11,40.520000000000003,31.8,4.7300000000000004,4.7300000000000004,1170,1170,1860,480,5.38,5.38,6.78,3.44,91.8,91.8]
[null,null,null,null,null,null,null,null,null,null,null,null,null,null,null,null,null,null,null,null,null,null,null,null,null,null,null,null,null,null,null,null,null,null,null,null,null,null,null,41,"175x175x15","175x175",15,15,11,50.21,39.4,4.8499999999999996,4.8499999999999996,1440,1440,2290,589,5.35,5.35,6.75,3.42,114,114]
[null,null,null,null,null,null,null,null,null,null,null,null,null,null,null,null,null,null,null,null,null,null,null,null,null,null,null,null,null,null,null,null,null,null,null,null,null,null,null,42,"200x200x15","200x200",15,17,12,57.75,45.3,5.46,5.46,2180,2180,3470,891,6.14,6.14,7.75,3.93,150,150]
[null,null,null,null,null,null,null,null,null,null,null,null,null,null,null,null,null,null,null,null,null,null,null,null,null,null,null,null,null,null,null,null,null,null,null,null,null,null,null,43,"200x200x20","200x200",20,17,12,76,59.7,5.67,5.67,2820,2820,4490,1160,6.09,6.09,7.68,3.9,197,197]
[null,null,null,null,null,null,null,null,null,null,null,null,null,null,null,null,null,null,null,null,null,null,null,null,null,null,null,null,null,null,null,null,null,null,null,null,null,null,null,44,"200x200x25","200x200",25,17,12,93.75,73.599999999999994,5.86,5.86,3420,3420,5420,1410,6.04,6.04,7.61,3.88,242,242]
[null,null,null,null,null,null,null,null,null,null,null,null,null,null,null,null,null,null,null,null,null,null,null,null,null,null,null,null,null,null,null,null,null,null,null,null,null,null,null,45,"250x250x25","250x250",25,24,12,119.4,93.7,7.1,7.1,6950,6950,11000,2860,7.63,7.63,9.6199999999999992,4.9000000000000004,388,388]
[null,null,null,null,null,null,null,null,null,null,null,null,null,null,null,null,null,null,null,null,null,null,null,null,null,null,null,null,null,null,null,null,null,null,null,null,null,null,null,46,"250x250x35","250x250",35,24,18,162.6,128,7.45,7.45,9110,9110,14400,3790,7.49,7.49,9.42,4.83,519,519]
[]
[]
[]
[null,null,null,null,null,null,null,null,null,null,null,null,null,null,null,null,null,null,null,null,null,null,null,null,null,null,null,null,null,null,null,null,null,null,null,null,null,null,null,null,null,null,null,null,null,"H-Sections or WF-Wide Flange"]
[]
[null,null,null,null,null,null,null,null,null,null,null,null,null,null,null,null,null,null,null,null,null,null,null,null,null,null,null,null,null,null,null,null,null,null,null,null,null,null,null,null,null,null,null,null,null,"TIS / JIS STANDARDS"]
[]
[null,null,null,null,null,null,null,null,null,null,null,null,null,null,null,null,null,null,null,null,null,null,null,null,null,null,null,null,null,null,null,null,null,null,null,null,null,null,null,null,null,null,null,null,null,"(TIS 1227 : 1996 / JIS G3192 : 1990)"]
[]
[null,null,null,null,null,null,null,null,null,null,null,null,null,null,null,null,null,null,null,null,null,null,null,null,null,null,null,null,null,null,null,null,null,null,null,null,null,null,null,null,null,null,null,null,null,"Size & Properties"]
[]
[]
[null,null,null,null,null,null,null,null,null,null,null,null,null,null,null,null,null,null,null,null,null,null,null,null,null,null,null,null,null,null,null,null,null,null,null,null,null,null,null,null,null,"Nominal Size mm.","Weight",null,"Sectional Dimension",null,null,null,null,null,null,null,null,null,"Sectional Area cm2","Sectional Area in2","Moment of Inertia",null,null,null,"Radius of Gyration",null,null,null,"Modulus of Section",null,null,null,"Nominal Size mm."]
[null,null,null,null,null,null,null,null,null,null,null,null,null,null,null,null,null,null,null,null,null,null,null,null,null,null,null,null,null,null,null,null,null,null,null,null,null,null,null,null,null,null,null,null,"H",null,"B",null,"t1",null,"t2",null,"r",null,null,null,"Ix",null,"Iy",null,"Ix",null,"Iy",null,"Ix",null,"Iy"]
[null,null,null,null,null,null,null,null,null,null,null,null,null,null,null,null,null,null,null,null,null,null,null,null,null,null,null,null,null,null,null,null,null,null,null,null,null,null,null,null,null,null,"kg/m.","lb/ft.","mm.","in.","mm.","in.","mm.","in.","mm.","in.","mm.","in.",null,null,"cm4","in4","cm4","in4","cm.","in.","cm.","in.","cm3","in3","cm3","in3"]
[null,null,null,null,null,null,null,null,null,null,null,null,null,null,null,null,null,null,null,null,null,null,null,null,null,null,null,null,null,null,null,null,null,null,null,null,null,null,null,1,{"$f":"AP218&\"x\"&AW218&\"x\"&AY218","v":"100x100x6x8"},"100x100",17.2,11.6,100,3.94,100,3.94,6,0.23599999999999999,8,0.315,10,0.39400000000000002,21.9,3.39,383,9.1999999999999993,134,3.22,4.2,1.65,2.4700000000000002,0.97,77,4.7,27,1.63,"100x100"]
[null,null,null,null,null,null,null,null,null,null,null,null,null,null,null,null,null,null,null,null,null,null,null,null,null,null,null,null,null,null,null,null,null,null,null,null,null,null,null,2,{"$f":"AP219&\"x\"&AW219&\"x\"&AY219","v":"125x125x6.5x9"},"125x125",23.8,16,125,4.92,125,4.92,6.5,0.25600000000000001,9,0.35399999999999998,10,0.39400000000000002,30.31,4.7,847,20.350000000000001,293,7.04,5.3,2.08,3.11,1.22,136,8.3000000000000007,47,2.87,"125x125"]
[null,null,null,null,null,null,null,null,null,null,null,null,null,null,null,null,null,null,null,null,null,null,null,null,null,null,null,null,null,null,null,null,null,null,null,null,null,null,null,3,{"$f":"AP220&\"x\"&AW220&\"x\"&AY220","v":"150x75x5x7"},"150x75",14,9.4,150,5.91,75,2.95,5,0.2,7,0.28000000000000003,8,0.31,17.850000000000001,2.77,666,16,50,1.19,6.1,2.41,1.66,0.65,89,5.4,13,0.81,"150x75"]
[null,null,null,null,null,null,null,null,null,null,null,null,null,null,null,null,null,null,null,null,null,null,null,null,null,null,null,null,null,null,null,null,null,null,null,null,null,null,null,4,{"$f":"AP221&\"x\"&AW221&\"x\"&AY221","v":"150x100x6x9"},"150x100",21.1,14.2,148,5.83,100,3.94,6,0.23599999999999999,9,0.35399999999999998,11,0.433,26.84,4.16,1020,24.51,151,3.63,6.2,2.4300000000000002,2.37,0.93,138,8.4,30,1.84,"150x100"]
[null,null,null,null,null,null,null,null,null,null,null,null,null,null,null,null,null,null,null,null,null,null,null,null,null,null,null,null,null,null,null,null,null,null,null,null,null,null,null,5,"150x150x7x10","150x150",31.5,21.2,150,5.91,150,5.91,7,0.27600000000000002,10,0.39400000000000002,11,0.433,40.14,6.22,1640,39.4,563,13.53,6.4,2.52,3.75,1.48,219,13.4,75,4.58,"150x150"]
[null,null,null,null,null,null,null,null,null,null,null,null,null,null,null,null,null,null,null,null,null,null,null,null,null,null,null,null,null,null,null,null,null,null,null,null,null,null,null,6,"175x175x7.5x11","175x175",40.200000000000003,27,175,6.89,175,6.89,7.5,0.29499999999999998,11,0.433,12,0.47199999999999998,51.21,7.94,2880,69.19,984,23.64,7.5,2.95,4.38,1.72,330,20.100000000000001,112,6.83,"175x175"]
[null,null,null,null,null,null,null,null,null,null,null,null,null,null,null,null,null,null,null,null,null,null,null,null,null,null,null,null,null,null,null,null,null,null,null,null,null,null,null,7,"200x100x4.5x7","200x100",18.2,12.2,198,7.8,99,3.9,4.5,0.17699999999999999,7,0.27600000000000002,11,0.433,23.18,3.59,1580,37.96,114,2.74,8.3000000000000007,3.25,2.21,0.87,160,9.8000000000000007,23,1.4,"200x100"]
[null,null,null,null,null,null,null,null,null,null,null,null,null,null,null,null,null,null,null,null,null,null,null,null,null,null,null,null,null,null,null,null,null,null,null,null,null,null,null,8,"200x100x5.5x8","200x100",21.3,14.3,200,7.87,100,3.94,5.5,0.217,8,0.315,11,0.433,27.16,4.21,1840,44.21,134,3.22,8.1999999999999993,3.24,2.2200000000000002,0.87,184,11.2,27,1.64]
[null,null,null,null,null,null,null,null,null,null,null,null,null,null,null,null,null,null,null,null,null,null,null,null,null,null,null,null,null,null,null,null,null,null,null,null,null,null,null,9,"200x150x6x9","200x150",30.6,20.6,194,7.64,150,5.91,6,0.23599999999999999,9,0.35399999999999998,13,0.51200000000000001,39.01,6.05,2690,64.63,507,12.18,8.3000000000000007,3.27,3.61,1.42,227,16.899999999999999,68,4.13,"200x150"]
[null,null,null,null,null,null,null,null,null,null,null,null,null,null,null,null,null,null,null,null,null,null,null,null,null,null,null,null,null,null,null,null,null,null,null,null,null,null,null,10,"200x200x8x12","200x200",49.9,33.5,200,7.87,200,7.87,8,0.315,12,0.47199999999999998,13,0.51200000000000001,63.53,9.85,4720,113.4,1600,38.44,8.6,3.39,5.0199999999999996,1.98,472,28.8,160,9.76,"200x200"]
[null,null,null,null,null,null,null,null,null,null,null,null,null,null,null,null,null,null,null,null,null,null,null,null,null,null,null,null,null,null,null,null,null,null,null,null,null,null,null,11,"200x200x12x12","200x200",56.2,37.799999999999997,200,7.87,204,8.0299999999999994,12,0.47199999999999998,12,0.47199999999999998,13,0.51200000000000001,71.53,11.09,4980,119.64,1700,40.840000000000003,8.4,3.29,4.88,1.92,498,30.4,167,10.19]
[null,null,null,null,null,null,null,null,null,null,null,null,null,null,null,null,null,null,null,null,null,null,null,null,null,null,null,null,null,null,null,null,null,null,null,null,null,null,null,12,"200x200x10x16","200x200",65.7,44.2,208,8.19,202,7.95,10,0.39400000000000002,16,0.63,13,0.51200000000000001,83.69,12.97,6530,156.88,2200,52.86,8.8000000000000007,3.48,5.13,2.02,628,38.299999999999997,218,13.3]
[null,null,null,null,null,null,null,null,null,null,null,null,null,null,null,null,null,null,null,null,null,null,null,null,null,null,null,null,null,null,null,null,null,null,null,null,null,null,null,13,"250x125x5x8","250x125",25.7,17.3,248,9.76,124,4.88,5,0.19700000000000001,8,0.315,12,0.47199999999999998,32.68,5.07,3540,85.05,255,6.13,10.4,4.09,2.79,1.1000000000000001,285,17.399999999999999,41,2.5099999999999998,"250x125"]
[null,null,null,null,null,null,null,null,null,null,null,null,null,null,null,null,null,null,null,null,null,null,null,null,null,null,null,null,null,null,null,null,null,null,null,null,null,null,null,14,"250x125x6x9","250x125",29.6,19.899999999999999,250,9.84,125,4.92,6,0.23599999999999999,9,0.35399999999999998,12,0.47199999999999998,37.659999999999997,5.84,4050,97.3,294,7.06,10.4,4.09,2.79,1.1000000000000001,324,19.8,47,2.87]
[null,null,null,null,null,null,null,null,null,null,null,null,null,null,null,null,null,null,null,null,null,null,null,null,null,null,null,null,null,null,null,null,null,null,null,null,null,null,null,15,"250x175x7x11","250x175",44.1,29.6,244,9.61,175,6.89,7,0.27600000000000002,11,0.433,16,0.63,56.24,8.7200000000000006,6120,147.03,984,23.64,10.4,4.09,4.18,1.65,502,30.6,113,6.9,"250x175"]
[null,null,null,null,null,null,null,null,null,null,null,null,null,null,null,null,null,null,null,null,null,null,null,null,null,null,null,null,null,null,null,null,null,null,null,null,null,null,null,16,"250x250x11x11","250x250",64.400000000000006,43.3,244,9.61,252,9.92,11,0.433,11,0.433,16,0.63,82.06,12.72,8790,211.18,2940,70.63,10.3,4.0599999999999996,5.98,2.35,720,43.9,233,14.22,"250x250"]
[null,null,null,null,null,null,null,null,null,null,null,null,null,null,null,null,null,null,null,null,null,null,null,null,null,null,null,null,null,null,null,null,null,null,null,null,null,null,null,17,"250x250x8x13","250x250",66.5,44.7,248,9.76,249,9.8000000000000007,8,0.315,13,0.51200000000000001,16,0.63,84.7,13.13,9930,238.57,3350,80.48,10.8,4.25,6.29,2.48,801,48.9,269,16.420000000000002]
[null,null,null,null,null,null,null,null,null,null,null,null,null,null,null,null,null,null,null,null,null,null,null,null,null,null,null,null,null,null,null,null,null,null,null,null,null,null,null,18,"250x250x9x14","250x250",72.400000000000006,48.7,250,9.84,250,9.84,9,0.35399999999999998,14,0.55100000000000005,16,0.63,92.18,14.29,10800,259.47000000000003,3650,87.69,10.8,4.25,6.29,2.48,867,52.9,292,17.82]
[null,null,null,null,null,null,null,null,null,null,null,null,null,null,null,null,null,null,null,null,null,null,null,null,null,null,null,null,null,null,null,null,null,null,null,null,null,null,null,19,"250x250x14x14","250x250",82.2,55.2,250,9.84,255,10.039999999999999,14,0.55100000000000005,14,0.55100000000000005,16,0.63,104.7,16.23,11500,276.29000000000002,3880,93.22,10.5,4.13,6.09,2.4,919,56.1,304,18.55]
[null,null,null,null,null,null,null,null,null,null,null,null,null,null,null,null,null,null,null,null,null,null,null,null,null,null,null,null,null,null,null,null,null,null,null,null,null,null,null,20,"300x150 x5.5x8","300x150 ",32,21.5,298,11.73,149,5.87,5.5,0.217,8,0.315,13,0.51200000000000001,40.799999999999997,6.32,6320,151.84,442,10.62,12.4,4.88,3.29,1.3,424,25.9,59,3.62,"300x150"]
[null,null,null,null,null,null,null,null,null,null,null,null,null,null,null,null,null,null,null,null,null,null,null,null,null,null,null,null,null,null,null,null,null,null,null,null,null,null,null,21,"300x150 x6.5x9","300x150 ",36.700000000000003,24.7,300,11.81,150,5.91,6.5,0.25600000000000001,9,0.35399999999999998,13,0.51200000000000001,46.78,7.25,7210,173.22,508,12.2,12.4,4.88,3.29,1.3,481,29.4,68,4.13]
[null,null,null,null,null,null,null,null,null,null,null,null,null,null,null,null,null,null,null,null,null,null,null,null,null,null,null,null,null,null,null,null,null,null,null,null,null,null,null,22,"300x200x8x12","300x200",56.8,38.200000000000003,294,11.57,200,7.87,8,0.315,12,0.47199999999999998,18,0.70899999999999996,72.38,11.22,11300,271.48,1600,38.44,12.5,4.92,4.71,1.85,771,47,160,9.76,"300x200"]
[null,null,null,null,null,null,null,null,null,null,null,null,null,null,null,null,null,null,null,null,null,null,null,null,null,null,null,null,null,null,null,null,null,null,null,null,null,null,null,23,"300x200x9x14","300x200",65.400000000000006,44,298,11.73,201,7.91,9,0.35399999999999998,14,0.55100000000000005,18,0.70899999999999996,83.36,12.92,13300,319.52999999999997,1900,45.65,12.6,4.96,4.7699999999999996,1.88,893,54.5,189,11.53]
[null,null,null,null,null,null,null,null,null,null,null,null,null,null,null,null,null,null,null,null,null,null,null,null,null,null,null,null,null,null,null,null,null,null,null,null,null,null,null,24,"300x300x12x12","300x300",84.5,56.8,294,11.57,302,11.89,12,0.47199999999999998,12,0.47199999999999998,18,0.70899999999999996,107.7,16.690000000000001,16900,406,5520,133,12.5,4.92,7.16,2.82,1150,70.2,365,22.27,"300x300"]
[null,null,null,null,null,null,null,null,null,null,null,null,null,null,null,null,null,null,null,null,null,null,null,null,null,null,null,null,null,null,null,null,null,null,null,null,null,null,null,25,"300x300x9x14","300x300",87,58.5,298,11.73,299,11.77,9,0.35399999999999998,14,0.55100000000000005,18,0.70899999999999996,110.8,17.170000000000002,18800,452,6240,150,13,5.12,7.51,2.96,1270,77.5,417,25.4]
[null,null,null,null,null,null,null,null,null,null,null,null,null,null,null,null,null,null,null,null,null,null,null,null,null,null,null,null,null,null,null,null,null,null,null,null,null,null,null,26,"300x300x10x15","300x300",94,63.2,300,11.81,300,11.81,10,0.39400000000000002,15,0.59099999999999997,18,0.70899999999999996,119.8,18.57,20400,490,6750,162,13.1,5.16,7.51,2.96,1360,83,450,27.5]
[null,null,null,null,null,null,null,null,null,null,null,null,null,null,null,null,null,null,null,null,null,null,null,null,null,null,null,null,null,null,null,null,null,null,null,null,null,null,null,27,"300x300x15x15","300x300",106,71.2,300,11.81,305,12.01,15,0.59099999999999997,15,0.59099999999999997,18,0.70899999999999996,134.80000000000001,20.89,21500,516.54,7100,170.58,12.6,4.96,7.26,2.86,1440,87.9,466,28.4]
[null,null,null,null,null,null,null,null,null,null,null,null,null,null,null,null,null,null,null,null,null,null,null,null,null,null,null,null,null,null,null,null,null,null,null,null,null,null,null,28,"300x300x11x17","300x300",106,71.2,304,11.97,301,11.85,11,0.433,17,0.66900000000000004,18,0.70899999999999996,134.80000000000001,20.89,23400,562.19000000000005,7730,185.71,13.2,5.2,7.57,2.98,1540,94,514,31.37]
[null,null,null,null,null,null,null,null,null,null,null,null,null,null,null,null,null,null,null,null,null,null,null,null,null,null,null,null,null,null,null,null,null,null,null,null,null,null,null,29,"350x175x6x9","350x175",41.4,27.8,346,13.62,174,6.85,6,0.23599999999999999,9,0.35399999999999998,14,0.55100000000000005,52.68,8.17,11100,266.68,792,19.03,14.5,5.71,3.88,1.53,641,39.1,91,5.55,"350x175"]
[null,null,null,null,null,null,null,null,null,null,null,null,null,null,null,null,null,null,null,null,null,null,null,null,null,null,null,null,null,null,null,null,null,null,null,null,null,null,null,30,"350x175x7x11","350x175",49.6,33.299999999999997,350,13.78,175,6.89,7,0.27600000000000002,11,0.433,14,0.55100000000000005,63.14,9.7899999999999991,13600,326.74,984,23.64,14.7,5.79,3.95,1.56,775,47.3,112,6.83]
[null,null,null,null,null,null,null,null,null,null,null,null,null,null,null,null,null,null,null,null,null,null,null,null,null,null,null,null,null,null,null,null,null,null,null,null,null,null,null,31,"350x175x8x13","350x175",57.8,38.799999999999997,354,13.94,176,6.93,8,0.315,13,0.51200000000000001,14,0.55100000000000005,73.680000000000007,11.42,16100,386.8,1180,28.35,14.8,5.83,4.01,1.58,909,55.5,134,8.18]
[null,null,null,null,null,null,null,null,null,null,null,null,null,null,null,null,null,null,null,null,null,null,null,null,null,null,null,null,null,null,null,null,null,null,null,null,null,null,null,32,"350x250x8x12","350x250",69.2,46.5,336,13.23,249,9.8000000000000007,8,0.315,12,0.47199999999999998,20,0.78700000000000003,88.15,13.66,18500,444.46,3090,74.239999999999995,14.5,5.71,5.92,2.33,1100,67.099999999999994,248,15.13,"350x250"]
[null,null,null,null,null,null,null,null,null,null,null,null,null,null,null,null,null,null,null,null,null,null,null,null,null,null,null,null,null,null,null,null,null,null,null,null,null,null,null,33,"350x250x9x14","350x250",79.7,53.6,340,13.39,250,9.84,9,0.35399999999999998,14,0.55100000000000005,20,0.78700000000000003,101.5,15.73,21700,521.34,3650,87.69,14.6,5.75,6,2.36,1280,78.099999999999994,292,17.82]
[null,null,null,null,null,null,null,null,null,null,null,null,null,null,null,null,null,null,null,null,null,null,null,null,null,null,null,null,null,null,null,null,null,null,null,null,null,null,null,34,"350x350x13x13","350x350",106,71.2,338,13.31,351,13.82,13,0.51200000000000001,13,0.51200000000000001,20,0.78700000000000003,135.30000000000001,20.97,28200,677.51,9380,225.36,14.4,5.67,8.33,3.28,1670,101.9,534,32.590000000000003,"350x350"]
[null,null,null,null,null,null,null,null,null,null,null,null,null,null,null,null,null,null,null,null,null,null,null,null,null,null,null,null,null,null,null,null,null,null,null,null,null,null,null,35,"350x350x10x16","350x350",115,77.3,344,13.54,348,13.7,10,0.39400000000000002,16,0.63,20,0.78700000000000003,146,22.63,33300,800.04,11200,269.08,15.1,5.94,8.7799999999999994,3.46,1940,118.4,646,39.42]
[null,null,null,null,null,null,null,null,null,null,null,null,null,null,null,null,null,null,null,null,null,null,null,null,null,null,null,null,null,null,null,null,null,null,null,null,null,null,null,36,"350x350x16x16","350x350",131,88,344,13.54,354,13.94,16,0.63,16,0.63,20,0.78700000000000003,166.6,25.82,35300,848.09,11800,283.5,14.6,5.75,8.43,3.32,2050,125.1,669,40.82]
[null,null,null,null,null,null,null,null,null,null,null,null,null,null,null,null,null,null,null,null,null,null,null,null,null,null,null,null,null,null,null,null,null,null,null,null,null,null,null,37,"350x350x12x19","350x350",137,92.1,350,13.78,350,13.78,12,0.47199999999999998,19,0.748,20,0.78700000000000003,173.9,26.95,40300,968.21,13600,326.74,15.2,5.98,8.84,3.48,2300,140.4,776,47.35]
[null,null,null,null,null,null,null,null,null,null,null,null,null,null,null,null,null,null,null,null,null,null,null,null,null,null,null,null,null,null,null,null,null,null,null,null,null,null,null,38,"350x350x19x19","350x350",156,104.8,350,13.78,357,14.06,19,0.748,19,0.748,20,0.78700000000000003,198.4,30.75,42800,1030,11400,345.96,14.7,5.79,8.5299999999999994,3.36,2450,149.5,809,49.37]
[null,null,null,null,null,null,null,null,null,null,null,null,null,null,null,null,null,null,null,null,null,null,null,null,null,null,null,null,null,null,null,null,null,null,null,null,null,null,null,39,"400x200x7x11","400x200",55.6,38,396,15.59,199,7.83,7,0.27600000000000002,11,0.433,16,0.63,72.16,11.18,20000,480.5,1450,34.840000000000003,16.7,6.57,4.4800000000000004,1.76,1010,61.6,145,8.85,"400x200"]
[null,null,null,null,null,null,null,null,null,null,null,null,null,null,null,null,null,null,null,null,null,null,null,null,null,null,null,null,null,null,null,null,null,null,null,null,null,null,null,40,"400x200x8x13","400x200",66,44.4,400,15.75,200,7.87,8,0.315,13,0.51200000000000001,16,0.63,84.12,13.04,23700,569.39,1740,41.8,16.8,6.61,4.54,1.79,1190,72.599999999999994,174,10.62]
[null,null,null,null,null,null,null,null,null,null,null,null,null,null,null,null,null,null,null,null,null,null,null,null,null,null,null,null,null,null,null,null,null,null,null,null,null,null,null,41,"400x200x9x15","400x200",75.5,50.7,404,15.91,201,7.91,9,0.35399999999999998,15,0.59099999999999997,16,0.63,96.16,14.9,27500,660.69,2030,48.77,16.899999999999999,6.65,4.5999999999999996,1.81,1360,83,202,12.33]
[null,null,null,null,null,null,null,null,null,null,null,null,null,null,null,null,null,null,null,null,null,null,null,null,null,null,null,null,null,null,null,null,null,null,null,null,null,null,null,42,"400x300x9x14","400x300",94.3,63.4,386,15.2,299,11.77,9,0.35399999999999998,14,0.55100000000000005,22,0.86599999999999999,120.1,18.62,33700,809.65,6240,149.91999999999999,16.7,6.57,7.21,2.84,1740,106.2,418,25.51,"400x300"]
[null,null,null,null,null,null,null,null,null,null,null,null,null,null,null,null,null,null,null,null,null,null,null,null,null,null,null,null,null,null,null,null,null,null,null,null,null,null,null,43,"400x300x10x16","400x300",107,71.900000000000006,390,15.35,300,11.81,10,0.39400000000000002,16,0.63,22,0.86599999999999999,136,21.08,38700,929.77,7210,173.22,16.899999999999999,6.65,7.28,2.87,1980,120.8,481,29.35]
[null,null,null,null,null,null,null,null,null,null,null,null,null,null,null,null,null,null,null,null,null,null,null,null,null,null,null,null,null,null,null,null,null,null,null,null,null,null,null,44,"400x400x15x15","400x400",140,94.1,388,15.28,402,15.83,15,0.59099999999999997,15,0.59099999999999997,22,0.86599999999999999,178.5,27.67,49000,1177.23,16300,391.61,16.600000000000001,6.54,9.5399999999999991,3.76,2520,153.80000000000001,809,49.37,"400x400"]
[null,null,null,null,null,null,null,null,null,null,null,null,null,null,null,null,null,null,null,null,null,null,null,null,null,null,null,null,null,null,null,null,null,null,null,null,null,null,null,45,"400x400x11x18","400x400",147,98.8,394,15.51,398,15.67,11,0.433,18,0.70899999999999996,22,0.86599999999999999,186.8,28.95,56100,1347.81,18900,454.07,17.3,6.81,10.1,3.98,2850,173.9,951,58.03]
[null,null,null,null,null,null,null,null,null,null,null,null,null,null,null,null,null,null,null,null,null,null,null,null,null,null,null,null,null,null,null,null,null,null,null,null,null,null,null,46,"400x400x18x18","400x400",168,112.9,394,15.51,405,15.94,18,0.70899999999999996,18,0.70899999999999996,22,0.86599999999999999,214.4,33.229999999999997,59700,1434.3,20000,480.5,16.7,6.57,9.65,3.8,3030,184.9,985,60.11]
[null,null,null,null,null,null,null,null,null,null,null,null,null,null,null,null,null,null,null,null,null,null,null,null,null,null,null,null,null,null,null,null,null,null,null,null,null,null,null,47,"400x400x13x21","400x400",172,115.6,400,15.75,400,15.75,13,0.51200000000000001,21,0.82699999999999996,22,0.86599999999999999,218.7,33.9,66600,1600.07,22400,538.16,17.5,6.89,10.1,3.98,3330,203.2,1120,68.349999999999994]
[null,null,null,null,null,null,null,null,null,null,null,null,null,null,null,null,null,null,null,null,null,null,null,null,null,null,null,null,null,null,null,null,null,null,null,null,null,null,null,48,"400x400x21x21","400x400",197,132.4,400,15.75,408,16.059999999999999,21,0.82699999999999996,21,0.82699999999999996,22,0.86599999999999999,250.7,38.86,70900,1703.38,23800,571.79999999999995,16.8,6.61,9.75,3.84,3540,216,1170,71.400000000000006]
[null,null,null,null,null,null,null,null,null,null,null,null,null,null,null,null,null,null,null,null,null,null,null,null,null,null,null,null,null,null,null,null,null,null,null,null,null,null,null,49,"400x400x18x28","400x400",232,155.9,414,16.3,405,15.94,18,0.70899999999999996,28,1.1020000000000001,22,0.86599999999999999,295.39999999999998,45.79,92800,2229.5300000000002,31000,744.78,17.7,6.97,10.199999999999999,4.0199999999999996,4480,273.39999999999998,1530,93.37]
[null,null,null,null,null,null,null,null,null,null,null,null,null,null,null,null,null,null,null,null,null,null,null,null,null,null,null,null,null,null,null,null,null,null,null,null,null,null,null,50,"450x200x8x12","450x200",66.2,44.5,446,17.559999999999999,199,7.83,8,0.315,12,0.47199999999999998,18,0.70899999999999996,84.3,13.07,28700,689.52,1580,37.96,18.5,7.28,4.33,1.7,1290,78.7,159,9.6999999999999993,"450x200"]
[null,null,null,null,null,null,null,null,null,null,null,null,null,null,null,null,null,null,null,null,null,null,null,null,null,null,null,null,null,null,null,null,null,null,null,null,null,null,null,51,"450x200x9x14","450x200",76,51.1,450,17.72,200,7.87,9,0.35399999999999998,14,0.55100000000000005,18,0.70899999999999996,96.76,15,33500,804.84,1870,44.93,18.600000000000001,7.32,4.4000000000000004,1.73,1490,90.9,187,11.41]
[null,null,null,null,null,null,null,null,null,null,null,null,null,null,null,null,null,null,null,null,null,null,null,null,null,null,null,null,null,null,null,null,null,null,null,null,null,null,null,52,"450x200x10x17","450x200",88.9,59.7,456,17.95,201,7.91,10,0.39400000000000002,17,0.66900000000000004,18,0.70899999999999996,113.3,17.559999999999999,40400,970.61,2310,55.5,18.899999999999999,7.44,4.51,1.78,1770,108,230,14.04]
[null,null,null,null,null,null,null,null,null,null,null,null,null,null,null,null,null,null,null,null,null,null,null,null,null,null,null,null,null,null,null,null,null,null,null,null,null,null,null,53,"450x300x10x17","450x300",106,71.2,434,17.09,299,11.81,10,0.39400000000000002,17,0.59099999999999997,24,0.94499999999999995,135,20.93,46800,1124.3699999999999,6690,160.72999999999999,18.600000000000001,7.32,7.04,2.77,2160,131.80000000000001,448,27.34,"450x300"]
[null,null,null,null,null,null,null,null,null,null,null,null,null,null,null,null,null,null,null,null,null,null,null,null,null,null,null,null,null,null,null,null,null,null,null,null,null,null,null,54,"450x300x11x18","450x300",124,83.3,440,17.32,300,11.81,11,0.433,18,0.70899999999999996,24,0.94499999999999995,157.4,24.4,56100,1347.81,8110,194.84,18.899999999999999,7.44,7.18,2.83,2550,155.6,541,33.01]
[null,null,null,null,null,null,null,null,null,null,null,null,null,null,null,null,null,null,null,null,null,null,null,null,null,null,null,null,null,null,null,null,null,null,null,null,null,null,null,55,"450x300x13x21","450x300",145,97.4,446,17.559999999999999,302,11.89,13,0.51200000000000001,21,0.82699999999999996,24,0.94499999999999995,184.3,28.57,66400,1595.27,9660,232.08,19,7.48,7.24,2.85,2980,181.9,639,38.99]
[null,null,null,null,null,null,null,null,null,null,null,null,null,null,null,null,null,null,null,null,null,null,null,null,null,null,null,null,null,null,null,null,null,null,null,null,null,null,null,56,"500x200x9x14","500x200",79.5,53.4,496,19.53,199,7.83,9,0.35399999999999998,14,0.55100000000000005,20,0.78700000000000003,101.3,15.7,41900,1006.65,1840,44.21,20.3,7.99,4.2699999999999996,1.68,1690,103.1,185,11.29,"500x200"]
[null,null,null,null,null,null,null,null,null,null,null,null,null,null,null,null,null,null,null,null,null,null,null,null,null,null,null,null,null,null,null,null,null,null,null,null,null,null,null,57,"500x200x10x16","500x200",89.6,60.2,500,19.690000000000001,200,7.87,10,0.39400000000000002,16,0.63,20,0.78700000000000003,114.2,17.7,47800,1148.4000000000001,2140,51.41,20.5,8.07,4.33,1.7,1910,116.6,214,13.06]
[null,null,null,null,null,null,null,null,null,null,null,null,null,null,null,null,null,null,null,null,null,null,null,null,null,null,null,null,null,null,null,null,null,null,null,null,null,null,null,58,"500x200x11x19","500x200",103,69.2,506,19.920000000000002,201,7.91,11,0.433,19,0.748,20,0.78700000000000003,131.30000000000001,20.350000000000001,56500,1357.42,2580,61.98,20.7,8.15,4.43,1.74,2230,136.1,257,15.68]
[null,null,null,null,null,null,null,null,null,null,null,null,null,null,null,null,null,null,null,null,null,null,null,null,null,null,null,null,null,null,null,null,null,null,null,null,null,null,null,59,"500x300x11x15","500x300",114,76.599999999999994,482,18.98,300,11.81,11,0.433,15,0.59099999999999997,26,1.024,145.5,22.55,60400,1451.12,6760,162.41,20.399999999999999,8.0299999999999994,6.82,2.69,2500,152.6,451,27.52,"500x300"]
[null,null,null,null,null,null,null,null,null,null,null,null,null,null,null,null,null,null,null,null,null,null,null,null,null,null,null,null,null,null,null,null,null,null,null,null,null,null,null,60,"500x300x11x18","500x300",128,86,488,19.21,300,11.81,11,0.433,18,0.70899999999999996,26,1.024,163.5,25.34,71000,1705.78,8110,194.84,20.8,8.19,7.04,2.77,2910,177.6,541,33.01]
[null,null,null,null,null,null,null,null,null,null,null,null,null,null,null,null,null,null,null,null,null,null,null,null,null,null,null,null,null,null,null,null,null,null,null,null,null,null,null,61,"500x300x13x21","500x300",150,100.8,494,19.45,302,11.89,13,0.51200000000000001,21,0.82699999999999996,26,1.024,191.4,29.67,83800,2013.3,9660,232.08,20.9,8.23,7.1,2.8,3390,208.9,640,39.06]
[null,null,null,null,null,null,null,null,null,null,null,null,null,null,null,null,null,null,null,null,null,null,null,null,null,null,null,null,null,null,null,null,null,null,null,null,null,null,null,62,"600x200x10x15","600x200",94.6,63.6,596,23.46,199,7.83,10,0.39400000000000002,15,0.59099999999999997,22,0.86599999999999999,120.5,18.68,68700,1650.52,1980,47.57,23.9,9.41,4.05,1.59,2310,141,199,12.14,"600x200"]
[null,null,null,null,null,null,null,null,null,null,null,null,null,null,null,null,null,null,null,null,null,null,null,null,null,null,null,null,null,null,null,null,null,null,null,null,null,null,null,63,"600x200x11x17","600x200",106,71.2,600,23.62,200,7.87,11,0.433,17,0.66900000000000004,22,0.86599999999999999,134.4,20.83,77600,1864.35,2280,54.78,24,9.4499999999999993,4.12,1.62,2590,158.1,228,13.91]
[null,null,null,null,null,null,null,null,null,null,null,null,null,null,null,null,null,null,null,null,null,null,null,null,null,null,null,null,null,null,null,null,null,null,null,null,null,null,null,64,"600x200x12x20","600x200",120,80.599999999999994,606,23.86,201,7.91,12,0.47199999999999998,20,0.78700000000000003,22,0.86599999999999999,152.5,23.67,90400,2171.87,2720,65.349999999999994,24.3,9.57,4.22,1.66,2980,181.9,271,16.54]
[null,null,null,null,null,null,null,null,null,null,null,null,null,null,null,null,null,null,null,null,null,null,null,null,null,null,null,null,null,null,null,null,null,null,null,null,null,null,null,65,"600x200x13x23","600x200",134,90.1,612,24.09,202,7.95,13,0.51200000000000001,23,0.90600000000000003,22,0.86599999999999999,170.7,26.46,103000,2474.58,3180,76.400000000000006,24.6,9.69,4.3099999999999996,1.7,3380,206.3,314,19.16]
[null,null,null,null,null,null,null,null,null,null,null,null,null,null,null,null,null,null,null,null,null,null,null,null,null,null,null,null,null,null,null,null,null,null,null,null,null,null,null,66,"600x300x12x17","600x300",137,92.1,582,22.91,300,11.81,12,0.47199999999999998,17,0.66900000000000004,28,1.1020000000000001,174.5,27.05,103000,2474.58,7670,184.27,24.3,9.57,6.63,2.61,3530,215.4,511,31.18,"600x300"]
[null,null,null,null,null,null,null,null,null,null,null,null,null,null,null,null,null,null,null,null,null,null,null,null,null,null,null,null,null,null,null,null,null,null,null,null,null,null,null,67,"600x300x12x20","600x300",151,101.5,588,23.15,300,11.81,12,0.47199999999999998,20,0.78700000000000003,28,1.1020000000000001,192.5,29.84,118000,2834.96,9020,216.71,24.8,9.76,6.85,2.7,4020,245.3,601,36.68]
[null,null,null,null,null,null,null,null,null,null,null,null,null,null,null,null,null,null,null,null,null,null,null,null,null,null,null,null,null,null,null,null,null,null,null,null,null,null,null,68,{"$f":"AP285&\"x\"&AW285&\"x\"&AY285","v":"600x300x14x23"},"600x300",175,117.6,594,23.39,302,11.89,14,0.55100000000000005,23,0.90600000000000003,28,1.1020000000000001,222.4,34.47,137000,3291.44,10600,254.67,24.9,9.8000000000000007,6.9,2.72,4620,281.89999999999998,701,42.78]
[null,null,null,null,null,null,null,null,null,null,null,null,null,null,null,null,null,null,null,null,null,null,null,null,null,null,null,null,null,null,null,null,null,null,null,null,null,null,null,69,"700x300x13x20","700x300",166,111.6,692,27.24,300,11.81,13,0.51200000000000001,20,0.78700000000000003,28,1.1000000000000001,211.5,32.78,172000,4132.32,9020,216.71,28.6,11.26,6.53,2.57,4980,303.89999999999998,602,36.74,"700x300"]
[null,null,null,null,null,null,null,null,null,null,null,null,null,null,null,null,null,null,null,null,null,null,null,null,null,null,null,null,null,null,null,null,null,null,null,null,null,null,null,70,"700x300x13x24","700x300",185,124.3,700,27.56,300,11.81,13,0.51200000000000001,24,0.94499999999999995,28,1.1000000000000001,235.5,36.5,201000,4829.04,10800,259.47000000000003,29.3,11.54,6.78,2.67,5760,351.5,722,44.06]
[null,null,null,null,null,null,null,null,null,null,null,null,null,null,null,null,null,null,null,null,null,null,null,null,null,null,null,null,null,null,null,null,null,null,null,null,null,null,null,71,"800x300x14x22","800x300",191,128.4,792,31.18,300,11.81,14,0.55100000000000005,22,0.86599999999999999,28,1.1020000000000001,243.4,37.729999999999997,254000,6102.37,9930,238.57,32.299999999999997,12.72,6.39,2.52,6410,391.2,662,40.4,"800x300"]
[null,null,null,null,null,null,null,null,null,null,null,null,null,null,null,null,null,null,null,null,null,null,null,null,null,null,null,null,null,null,null,null,null,null,null,null,null,null,null,72,"800x300x14x26","800x300",210,141.1,800,31.5,300,11.81,14,0.55100000000000005,26,1.024,28,1.1020000000000001,267.39999999999998,41.45,292000,7015.33,11700,281.08999999999997,33,12.99,6.62,2.61,7290,444.9,782,47.72]
[null,null,null,null,null,null,null,null,null,null,null,null,null,null,null,null,null,null,null,null,null,null,null,null,null,null,null,null,null,null,null,null,null,null,null,null,null,null,null,73,"900x300x16x28","900x300",243,160.69999999999999,900,35.43,300,11.81,16,0.65,28,1.1080000000000001,28,1.1020000000000001,309.8,48.02,411000,9874,12600,303,36.4,14.33,6.39,2.52,11800,720,1140,69.569999999999993,"900x300"]
[]
[]
[]
[null,null,null,null,null,null,null,null,null,null,null,null,null,null,null,null,null,null,null,null,null,null,null,null,null,null,null,null,null,null,null,null,null,null,null,null,null,null,null,null,null,null,null,null,null,"I-Sections"]
[]
[null,null,null,null,null,null,null,null,null,null,null,null,null,null,null,null,null,null,null,null,null,null,null,null,null,null,null,null,null,null,null,null,null,null,null,null,null,null,null,null,null,null,null,null,null,"TIS / JIS STANDARDS"]
[]
[null,null,null,null,null,null,null,null,null,null,null,null,null,null,null,null,null,null,null,null,null,null,null,null,null,null,null,null,null,null,null,null,null,null,null,null,null,null,null,null,null,null,null,null,null,"(TIS 1227 : 1996 / JIS G3192 : 1990)"]
[]
[null,null,null,null,null,null,null,null,null,null,null,null,null,null,null,null,null,null,null,null,null,null,null,null,null,null,null,null,null,null,null,null,null,null,null,null,null,null,null,null,null,null,null,null,null,"Size & Properties"]
[]
[]
[null,null,null,null,null,null,null,null,null,null,null,null,null,null,null,null,null,null,null,null,null,null,null,null,null,null,null,null,null,null,null,null,null,null,null,null,null,null,null,null,null,"Standard Sectional",null,null,null,null,"Sectional Area","Weight (kg/m.)","Reference"]
[null,null,null,null,null,null,null,null,null,null,null,null,null,null,null,null,null,null,null,null,null,null,null,null,null,null,null,null,null,null,null,null,null,null,null,null,null,null,null,null,null,"Dimension (mm.)",null,null,null,null,"(cm2)"]
[null,null,null,null,null,null,null,null,null,null,null,null,null,null,null,null,null,null,null,null,null,null,null,null,null,null,null,null,null,null,null,null,null,null,null,null,null,null,null,null,null,"H x B","t1","t2","r1","r2",null,null,"Geometrical Moment",null,"Radius of Gyration (cm)",null,"Modulus of Section (cm3)"]
[null,null,null,null,null,null,null,null,null,null,null,null,null,null,null,null,null,null,null,null,null,null,null,null,null,null,null,null,null,null,null,null,null,null,null,null,null,null,null,null,null,null,null,null,null,null,null,null,"of Inertia (cm4)"]
[null,null,null,null,null,null,null,null,null,null,null,null,null,null,null,null,null,null,null,null,null,null,null,null,null,null,null,null,null,null,null,null,null,null,null,null,null,null,null,null,null,null,null,null,null,null,null,null,"lx","ly","ix","iy","Zx","Zy"]
[null,null,null,null,null,null,null,null,null,null,null,null,null,null,null,null,null,null,null,null,null,null,null,null,null,null,null,null,null,null,null,null,null,null,null,null,null,null,null,1,{"$f":"AP308&\"x\"&AQ308&\"x\"&AR308","v":"100x75x5x8"},"100x75",5,8,7,3.5,16.43,12.9,281,47.3,4.1399999999999997,1.7,56.2,12.6]
[null,null,null,null,null,null,null,null,null,null,null,null,null,null,null,null,null,null,null,null,null,null,null,null,null,null,null,null,null,null,null,null,null,null,null,null,null,null,null,2,{"$f":"AP309&\"x\"&AQ309&\"x\"&AR309","v":"125x75x5.5x9.5"},"125x75",5.5,9.5,9,4.5,20.45,16.100000000000001,538,57.5,5.13,1.68,86,15.3]
[null,null,null,null,null,null,null,null,null,null,null,null,null,null,null,null,null,null,null,null,null,null,null,null,null,null,null,null,null,null,null,null,null,null,null,null,null,null,null,3,"150x75x5.5x9.5","150x75",5.5,9.5,9,4.5,21.83,17.100000000000001,819,57.5,6.12,1.62,109,15.3]
[null,null,null,null,null,null,null,null,null,null,null,null,null,null,null,null,null,null,null,null,null,null,null,null,null,null,null,null,null,null,null,null,null,null,null,null,null,null,null,4,"150x125x8.5x14","150x125",8.5,14,13,6.5,46.15,36.200000000000003,1760,385,6.18,2.89,235,61.6]
[null,null,null,null,null,null,null,null,null,null,null,null,null,null,null,null,null,null,null,null,null,null,null,null,null,null,null,null,null,null,null,null,null,null,null,null,null,null,null,5,"180x100x6x10","180x100",6,10,10,5,30.06,23.6,1670,138,7.45,2.14,186,27.5]
[null,null,null,null,null,null,null,null,null,null,null,null,null,null,null,null,null,null,null,null,null,null,null,null,null,null,null,null,null,null,null,null,null,null,null,null,null,null,null,6,"200x100x7x10","200x100",7,10,10,5,33.06,26,2170,138,8.11,2.0499999999999998,217,27.7]
[null,null,null,null,null,null,null,null,null,null,null,null,null,null,null,null,null,null,null,null,null,null,null,null,null,null,null,null,null,null,null,null,null,null,null,null,null,null,null,7,"200x150x9x16","200x150",9,16,15,7.5,64.16,50.4,4460,753,8.34,3.43,446,100]
[null,null,null,null,null,null,null,null,null,null,null,null,null,null,null,null,null,null,null,null,null,null,null,null,null,null,null,null,null,null,null,null,null,null,null,null,null,null,null,8,{"$f":"AP315&\"x\"&AQ315&\"x\"&AR315","v":"250x125x7.5x12.5"},"250x125",7.5,12.5,12,6,48.79,38.299999999999997,5180,337,10.3,2.63,414,53.9]
[null,null,null,null,null,null,null,null,null,null,null,null,null,null,null,null,null,null,null,null,null,null,null,null,null,null,null,null,null,null,null,null,null,null,null,null,null,null,null,9,{"$f":"AP316&\"x\"&AQ316&\"x\"&AR316","v":"250x125x10x19"},"250x125",10,19,21,10.5,70.73,55.5,7310,538,10.199999999999999,2.76,585,86]
[null,null,null,null,null,null,null,null,null,null,null,null,null,null,null,null,null,null,null,null,null,null,null,null,null,null,null,null,null,null,null,null,null,null,null,null,null,null,null,10,"300x150x8x13","300x150",8,13,12,6,61.58,48.3,9480,588,12.4,3.09,632,78.400000000000006]
[null,null,null,null,null,null,null,null,null,null,null,null,null,null,null,null,null,null,null,null,null,null,null,null,null,null,null,null,null,null,null,null,null,null,null,null,null,null,null,11,"300x150x10x18.5","300x150",10,18.5,19,9.5,83.47,65.5,12700,886,12.3,3.26,849,118]
[null,null,null,null,null,null,null,null,null,null,null,null,null,null,null,null,null,null,null,null,null,null,null,null,null,null,null,null,null,null,null,null,null,null,null,null,null,null,null,12,"300x150x11.5x22","300x150",11.5,22,23,11.5,97.88,76.8,14700,1080,12.2,3.32,978,143]
[null,null,null,null,null,null,null,null,null,null,null,null,null,null,null,null,null,null,null,null,null,null,null,null,null,null,null,null,null,null,null,null,null,null,null,null,null,null,null,13,"350x150x9x15","350x150",9,15,13,6.5,74.58,58.5,15200,702,14.3,3.07,870,93.5]
[null,null,null,null,null,null,null,null,null,null,null,null,null,null,null,null,null,null,null,null,null,null,null,null,null,null,null,null,null,null,null,null,null,null,null,null,null,null,null,14,"350x150x12x24","350x150",12,24,25,12.5,111.1,87.2,22400,1180,14.2,3.26,1280,158]
[null,null,null,null,null,null,null,null,null,null,null,null,null,null,null,null,null,null,null,null,null,null,null,null,null,null,null,null,null,null,null,null,null,null,null,null,null,null,null,15,"400x150x10x18","400x150",10,18,17,8.5,91.73,72,24100,864,16.2,3.07,1200,115]
[null,null,null,null,null,null,null,null,null,null,null,null,null,null,null,null,null,null,null,null,null,null,null,null,null,null,null,null,null,null,null,null,null,null,null,null,null,null,null,16,"400x150x12.5x25","400x150",12.5,25,27,13.5,122.1,95.8,31700,1240,16.100000000000001,3.18,1580,165]
[null,null,null,null,null,null,null,null,null,null,null,null,null,null,null,null,null,null,null,null,null,null,null,null,null,null,null,null,null,null,null,null,null,null,null,null,null,null,null,17,"450x175x11x20","450x175",11,20,19,9.5,116.8,91.7,39200,1510,18.3,3.6,1740,173]
[null,null,null,null,null,null,null,null,null,null,null,null,null,null,null,null,null,null,null,null,null,null,null,null,null,null,null,null,null,null,null,null,null,null,null,null,null,null,null,18,"450x175x13x26","450x175",13,26,27,13.5,146.1,115,48800,2020,18.3,3.72,2170,231]
[null,null,null,null,null,null,null,null,null,null,null,null,null,null,null,null,null,null,null,null,null,null,null,null,null,null,null,null,null,null,null,null,null,null,null,null,null,null,null,19,{"$f":"AP326&\"x\"&AQ326&\"x\"&AR326","v":"600x190x13x25"},"600x190",13,25,25,12.5,169.4,133,98400,2460,24.1,3.81,3280,259]
[null,null,null,null,null,null,null,null,null,null,null,null,null,null,null,null,null,null,null,null,null,null,null,null,null,null,null,null,null,null,null,null,null,null,null,null,null,null,null,20,"600x190x16x35","600x190",16,35,38,19,224.5,176,130000,3540,24.1,3.97,4330,373]
[]
[]
[]
[null,null,null,null,null,null,null,null,null,null,null,null,null,null,null,null,null,null,null,null,null,null,null,null,null,null,null,null,null,null,null,null,null,null,null,null,null,null,null,null,null,null,null,null,null,null,null,"Light Lip Channel"]
[]
[]
[]
[]
[]
[]
[]
[]
[null,null,null,null,null,null,null,null,null,null,null,null,null,null,null,null,null,null,null,null,null,null,null,null,null,null,null,null,null,null,null,null,null,null,null,null,null,null,null,null,null,"Dimensions mm.",null,"Sectional Area cm2","Weight kg./m.","Center of Gravity cm.",null,"Secondary Moment of Area cm4",null,"Radius of Gyration of Area cm.",null,"Modulus of Section cm3",null,"Center of Shear cm."]
[null,null,null,null,null,null,null,null,null,null,null,null,null,null,null,null,null,null,null,null,null,null,null,null,null,null,null,null,null,null,null,null,null,null,null,null,null,null,null,null,null,"H x A x C","t",null,null,"Cx","Cy","Ix","Iy","ix","iy","Zx","Zy","Sx","Sy"]
[null,null,null,null,null,null,null,null,null,null,null,null,null,null,null,null,null,null,null,null,null,null,null,null,null,null,null,null,null,null,null,null,null,null,null,null,null,null,null,1,"250x75x25x4.5","250x75x25",4.5,18.920000000000002,14.9,0,2.0699999999999998,1690,129,9.44,2.62,135,23.8,5.0999999999999996,0]
[null,null,null,null,null,null,null,null,null,null,null,null,null,null,null,null,null,null,null,null,null,null,null,null,null,null,null,null,null,null,null,null,null,null,null,null,null,null,null,2,"200x75x25x4.5","200x75x25",4.5,16.670000000000002,13.1,0,2.3199999999999998,990,121,7.61,2.69,99,23.3,5.6,0]
[null,null,null,null,null,null,null,null,null,null,null,null,null,null,null,null,null,null,null,null,null,null,null,null,null,null,null,null,null,null,null,null,null,null,null,null,null,null,null,3,"200x75x25x4.0","200x75x25",4,14.95,11.7,0,2.3199999999999998,895,110,7.74,2.72,89.5,21.3,5.7,0]
[null,null,null,null,null,null,null,null,null,null,null,null,null,null,null,null,null,null,null,null,null,null,null,null,null,null,null,null,null,null,null,null,null,null,null,null,null,null,null,4,"200x75x25x3.2","200x75x25",3.2,12.13,9.52,0,2.33,736,92.3,7.7,2.76,73.599999999999994,17.8,5.7,0]
[null,null,null,null,null,null,null,null,null,null,null,null,null,null,null,null,null,null,null,null,null,null,null,null,null,null,null,null,null,null,null,null,null,null,null,null,null,null,null,5,"200x75x20x4.5","200x75x20",4.5,16.22,12.7,0,2.19,963,109,7.71,2.6,96.3,20.6,5.7,0]
[null,null,null,null,null,null,null,null,null,null,null,null,null,null,null,null,null,null,null,null,null,null,null,null,null,null,null,null,null,null,null,null,null,null,null,null,null,null,null,6,"200x75x20x4.0","200x75x20",4,14.55,11.4,0,2.19,871,100,7.74,2.62,87.1,18.899999999999999,5.3,0]
[null,null,null,null,null,null,null,null,null,null,null,null,null,null,null,null,null,null,null,null,null,null,null,null,null,null,null,null,null,null,null,null,null,null,null,null,null,null,null,7,"200x75x20x3.2","200x75x20",3.2,11.81,9.27,0,2.19,716,84.1,7.79,2.67,71.599999999999994,15.8,5.3,0]
[null,null,null,null,null,null,null,null,null,null,null,null,null,null,null,null,null,null,null,null,null,null,null,null,null,null,null,null,null,null,null,null,null,null,null,null,null,null,null,8,"150x75x25x4.5","150x75x25",4.5,14.42,11.3,0,2.65,501,109,5.9,2.75,66.900000000000006,22.5,5.4,0]
[null,null,null,null,null,null,null,null,null,null,null,null,null,null,null,null,null,null,null,null,null,null,null,null,null,null,null,null,null,null,null,null,null,null,null,null,null,null,null,9,"150x75x25x4.0","150x75x25",4,12.95,10.199999999999999,0,2.65,455,99.8,5.93,2.78,60.6,20.6,6.3,0]
[null,null,null,null,null,null,null,null,null,null,null,null,null,null,null,null,null,null,null,null,null,null,null,null,null,null,null,null,null,null,null,null,null,null,null,null,null,null,null,10,"150x75x25x3.2","150x75x25",3.2,10.53,8.27,0,2.66,375,83.6,5.97,2.82,50,17.3,6.3,0]
[null,null,null,null,null,null,null,null,null,null,null,null,null,null,null,null,null,null,null,null,null,null,null,null,null,null,null,null,null,null,null,null,null,null,null,null,null,null,null,11,"150x75x20x4.5","150x75x20",4.5,13.97,11,0,2.5,489,99.2,5.92,2.66,65.2,19.8,6.4,0]
[null,null,null,null,null,null,null,null,null,null,null,null,null,null,null,null,null,null,null,null,null,null,null,null,null,null,null,null,null,null,null,null,null,null,null,null,null,null,null,12,"150x75x20x4.0","150x75x20",4,12.55,9.85,0,2.5099999999999998,445,91,5.95,2.69,59.3,18.2,6,0]
[null,null,null,null,null,null,null,null,null,null,null,null,null,null,null,null,null,null,null,null,null,null,null,null,null,null,null,null,null,null,null,null,null,null,null,null,null,null,null,13,"150x75x20x3.2","150x75x20",3.2,10.210000000000001,8.01,0,2.5099999999999998,366,76.400000000000006,5.99,2.74,48.9,15.3,5.8,0]
[null,null,null,null,null,null,null,null,null,null,null,null,null,null,null,null,null,null,null,null,null,null,null,null,null,null,null,null,null,null,null,null,null,null,null,null,null,null,null,14,"150x65x20x4.0","150x65x20",4,11.75,9.2200000000000006,0,2.11,401,63.7,5.48,2.33,53.5,14.5,5.0999999999999996,0]
[null,null,null,null,null,null,null,null,null,null,null,null,null,null,null,null,null,null,null,null,null,null,null,null,null,null,null,null,null,null,null,null,null,null,null,null,null,null,null,15,"150x65x20x3.2","150x65x20",3.2,9.5670000000000002,7.51,0,2.11,332,53.8,5.89,2.37,44.3,12.2,5,0]
[null,null,null,null,null,null,null,null,null,null,null,null,null,null,null,null,null,null,null,null,null,null,null,null,null,null,null,null,null,null,null,null,null,null,null,null,null,null,null,16,"150x65x20x2.3","150x65x20",2.2999999999999998,7.0119999999999996,5.5,0,2.12,248,41.1,5.94,2.42,33,9.3699999999999992,5.0999999999999996,0]
[null,null,null,null,null,null,null,null,null,null,null,null,null,null,null,null,null,null,null,null,null,null,null,null,null,null,null,null,null,null,null,null,null,null,null,null,null,null,null,17,"150x50x20x4.5","150x50x20",4.5,11.72,9.1999999999999993,0,1.54,368,35.700000000000003,5.6,1.75,49,10.5,5.2,0]
[null,null,null,null,null,null,null,null,null,null,null,null,null,null,null,null,null,null,null,null,null,null,null,null,null,null,null,null,null,null,null,null,null,null,null,null,null,null,null,18,"150x50x20x3.2","150x50x20",3.2,8.6069999999999993,6.76,0,1.54,280,28.3,5.71,1.81,37.4,8.19,3.7,0]
[null,null,null,null,null,null,null,null,null,null,null,null,null,null,null,null,null,null,null,null,null,null,null,null,null,null,null,null,null,null,null,null,null,null,null,null,null,null,null,19,"150x50x20x2.3","150x50x20",2.2999999999999998,6.3220000000000001,4.96,0,1.55,210,21.9,5.77,1.86,28,6.33,3.8,0]
[null,null,null,null,null,null,null,null,null,null,null,null,null,null,null,null,null,null,null,null,null,null,null,null,null,null,null,null,null,null,null,null,null,null,null,null,null,null,null,20,"125x50x20x4.5","125x50x20",4.5,10.59,8.32,0,1.68,238,33.5,4.74,1.78,38,10,4,0]
[null,null,null,null,null,null,null,null,null,null,null,null,null,null,null,null,null,null,null,null,null,null,null,null,null,null,null,null,null,null,null,null,null,null,null,null,null,null,null,21,"125x50x20x4.0","125x50x20",4,9.548,7.5,0,1.68,217,33.1,4.7699999999999996,1.81,34.700000000000003,9.3800000000000008,4,0]
[null,null,null,null,null,null,null,null,null,null,null,null,null,null,null,null,null,null,null,null,null,null,null,null,null,null,null,null,null,null,null,null,null,null,null,null,null,null,null,22,"125x50x20x3.2","125x50x20",3.2,7.8070000000000004,6.13,0,1.68,181,26.6,4.82,1.85,29,8.02,4,0]
[null,null,null,null,null,null,null,null,null,null,null,null,null,null,null,null,null,null,null,null,null,null,null,null,null,null,null,null,null,null,null,null,null,null,null,null,null,null,null,23,"125x50x20x2.3","125x50x20",2.2999999999999998,5.7469999999999999,4.51,0,1.69,137,20.6,4.88,1.89,21.9,6.22,4.0999999999999996,0]
[null,null,null,null,null,null,null,null,null,null,null,null,null,null,null,null,null,null,null,null,null,null,null,null,null,null,null,null,null,null,null,null,null,null,null,null,null,null,null,24,"120x60x25x4.5","120x60x25",4.5,11.72,9.1999999999999993,0,2.25,252,58,4.63,2.2200000000000002,41.9,15.5,5.3,0]
[null,null,null,null,null,null,null,null,null,null,null,null,null,null,null,null,null,null,null,null,null,null,null,null,null,null,null,null,null,null,null,null,null,null,null,null,null,null,null,25,"120x60x25x3.2","120x60x25",3.2,8.2870000000000008,6.51,0,2.12,186,40.9,4.74,2.2200000000000002,31,10.5,4.9000000000000004,0]
[null,null,null,null,null,null,null,null,null,null,null,null,null,null,null,null,null,null,null,null,null,null,null,null,null,null,null,null,null,null,null,null,null,null,null,null,null,null,null,26,"120x60x25x2.3","120x60x25",2.2999999999999998,6.0919999999999996,4.78,0,2.13,140,31.3,4.79,2.27,23.3,8.1,5.0999999999999996,0]
[null,null,null,null,null,null,null,null,null,null,null,null,null,null,null,null,null,null,null,null,null,null,null,null,null,null,null,null,null,null,null,null,null,null,null,null,null,null,null,27,"120x40x20x3.2","120x40x20",3.2,7.0069999999999997,5.5,0,1.32,144,15.3,4.53,1.48,24,5.71,3.4,0]
[null,null,null,null,null,null,null,null,null,null,null,null,null,null,null,null,null,null,null,null,null,null,null,null,null,null,null,null,null,null,null,null,null,null,null,null,null,null,null,28,"100x50x20x4.5","100x50x20",4.5,9.4689999999999994,7.43,0,1.86,139,30.9,3.82,1.81,27.7,9.82,4.3,0]
[null,null,null,null,null,null,null,null,null,null,null,null,null,null,null,null,null,null,null,null,null,null,null,null,null,null,null,null,null,null,null,null,null,null,null,null,null,null,null,29,"100x50x20x4.0","100x50x20",4,8.548,6.71,0,1.86,127,28.7,3.85,1.83,25.4,9.1300000000000008,4.3,0]
[null,null,null,null,null,null,null,null,null,null,null,null,null,null,null,null,null,null,null,null,null,null,null,null,null,null,null,null,null,null,null,null,null,null,null,null,null,null,null,30,"100x50x20x3.2","100x50x20",3.2,7.0069999999999997,5.5,0,1.86,107,24.5,3.9,1.87,21.3,7.81,4.4000000000000004,0]
[null,null,null,null,null,null,null,null,null,null,null,null,null,null,null,null,null,null,null,null,null,null,null,null,null,null,null,null,null,null,null,null,null,null,null,null,null,null,null,31,"100x50x20x2.8","100x50x20",2.8,6.2050000000000001,4.87,0,1.88,99.8,23.2,3.96,1.91,20,7.44,4.3,0]
[null,null,null,null,null,null,null,null,null,null,null,null,null,null,null,null,null,null,null,null,null,null,null,null,null,null,null,null,null,null,null,null,null,null,null,null,null,null,null,32,"100x50x20x2.3","100x50x20",2.2999999999999998,5.1719999999999997,4.0599999999999996,0,1.86,80.7,19,3.95,1.92,16,6.06,4.4000000000000004,0]
[null,null,null,null,null,null,null,null,null,null,null,null,null,null,null,null,null,null,null,null,null,null,null,null,null,null,null,null,null,null,null,null,null,null,null,null,null,null,null,33,"100x50x20x2.0","100x50x20",2,4.5369999999999999,3.56,0,1.86,71.400000000000006,16.899999999999999,3.97,1.93,14.3,5.4,4.4000000000000004,0]
[null,null,null,null,null,null,null,null,null,null,null,null,null,null,null,null,null,null,null,null,null,null,null,null,null,null,null,null,null,null,null,null,null,null,null,null,null,null,null,34,"100x50x20x1.6","100x50x20",1.6,3.6720000000000002,2.88,0,1.87,58.4,14,3.99,1.95,11.7,4.47,4.5,0]
[null,null,null,null,null,null,null,null,null,null,null,null,null,null,null,null,null,null,null,null,null,null,null,null,null,null,null,null,null,null,null,null,null,null,null,null,null,null,null,35,"90x45x15x3.2","90x45x15",3.2,6.367,5,0,1.72,76.900000000000006,18.3,3.48,1.69,17.100000000000001,6.57,4.0999999999999996,0]
[null,null,null,null,null,null,null,null,null,null,null,null,null,null,null,null,null,null,null,null,null,null,null,null,null,null,null,null,null,null,null,null,null,null,null,null,null,null,null,36,"90x45x15x2.3","90x45x15",2.2999999999999998,4.7119999999999997,3.7,0,1.73,58.6,14.2,3.53,1.74,13,5.14,4.0999999999999996,0]
[null,null,null,null,null,null,null,null,null,null,null,null,null,null,null,null,null,null,null,null,null,null,null,null,null,null,null,null,null,null,null,null,null,null,null,null,null,null,null,37,"90x45x15x1.6","90x45x15",1.6,3.3519999999999999,2.63,0,1.73,42.6,10.5,3.56,1.77,9.4600000000000009,5.8,4.2,0]
[null,null,null,null,null,null,null,null,null,null,null,null,null,null,null,null,null,null,null,null,null,null,null,null,null,null,null,null,null,null,null,null,null,null,null,null,null,null,null,38,"75x45x15x2.3","75x45x15",2.2999999999999998,4.1369999999999996,3.25,0,1.72,37.1,11.8,3,1.69,9.9,4.24,4,0]
[null,null,null,null,null,null,null,null,null,null,null,null,null,null,null,null,null,null,null,null,null,null,null,null,null,null,null,null,null,null,null,null,null,null,null,null,null,null,null,39,"75x45x15x2.0","75x45x15",2,3.637,2.86,0,1.72,33,10.5,3.01,1.7,8.7899999999999991,3.76,4,0]
[null,null,null,null,null,null,null,null,null,null,null,null,null,null,null,null,null,null,null,null,null,null,null,null,null,null,null,null,null,null,null,null,null,null,null,null,null,null,null,40,"75x45x15x1.6","75x45x15",1.6,2.952,2.3199999999999998,0,1.72,27.1,8.7100000000000009,3.03,1.72,7.24,3.13,4.0999999999999996,0]
[null,null,null,null,null,null,null,null,null,null,null,null,null,null,null,null,null,null,null,null,null,null,null,null,null,null,null,null,null,null,null,null,null,null,null,null,null,null,null,41,"75x35x15x2.3","75x35x15",2.2999999999999998,3.677,2.89,0,1.29,31,6.58,2.91,1.34,8.2799999999999994,2.98,3.1,0]
[null,null,null,null,null,null,null,null,null,null,null,null,null,null,null,null,null,null,null,null,null,null,null,null,null,null,null,null,null,null,null,null,null,null,null,null,null,null,null,42,"75x40x25x1.6","70x40x25",1.6,3.032,2.38,0,1.8,22,8,2.69,1.62,6.29,3.67,4.4000000000000004,0]
[null,null,null,null,null,null,null,null,null,null,null,null,null,null,null,null,null,null,null,null,null,null,null,null,null,null,null,null,null,null,null,null,null,null,null,null,null,null,null,43,"60x30x10x2.3","60x30x10",2.2999999999999998,2.8719999999999999,2.25,0,1.06,15.6,3.32,2.33,1.07,5.2,1.71,2.5,0]
[null,null,null,null,null,null,null,null,null,null,null,null,null,null,null,null,null,null,null,null,null,null,null,null,null,null,null,null,null,null,null,null,null,null,null,null,null,null,null,44,"60x30x10x2.0","60x30x10",2,2.5369999999999999,1.99,0,1.06,14,3.01,2.35,1.0900000000000001,4.6500000000000004,1.55,2.5,0]
[null,null,null,null,null,null,null,null,null,null,null,null,null,null,null,null,null,null,null,null,null,null,null,null,null,null,null,null,null,null,null,null,null,null,null,null,null,null,null,45,"60x30x10x1.6","60x30x10",1.6,2.0720000000000001,1.63,0,1.06,11.6,2.56,2.37,1.1100000000000001,3.88,1.32,2.5,0]
[]
[]
[]
[null,null,null,null,null,null,null,null,null,null,null,null,null,null,null,null,null,null,null,null,null,null,null,null,null,null,null,null,null,null,null,null,null,null,null,null,null,null,null,null,null,null,null,null,null,"Rectangular Tube"]
[]
[null,null,null,null,null,null,null,null,null,null,null,null,null,null,null,null,null,null,null,null,null,null,null,null,null,null,null,null,null,null,null,null,null,null,null,null,null,null,null,null,null,null,null,null,null,"Dimension Tolerance"]
[]
[null,null,null,null,null,null,null,null,null,null,null,null,null,null,null,null,null,null,null,null,null,null,null,null,null,null,null,null,null,null,null,null,null,null,null,null,null,null,null,null,null,null,null,null,null,"Side Length"]
[null,null,null,null,null,null,null,null,null,null,null,null,null,null,null,null,null,null,null,null,null,null,null,null,null,null,null,null,null,null,null,null,null,null,null,null,null,null,null,null,null,null,null,null,null,": DxB < 50 mm. ± 1.5 mm. Thickness : Under 3 mm. ± 0.3 mm."]
[null,null,null,null,null,null,null,null,null,null,null,null,null,null,null,null,null,null,null,null,null,null,null,null,null,null,null,null,null,null,null,null,null,null,null,null,null,null,null,null,null,null,null,null,null,": DxB > 50 mm. ± 1.5 % Thickness : 3 mm. or over, ± 10%"]
[null,null,null,null,null,null,null,null,null,null,null,null,null,null,null,null,null,null,null,null,null,null,null,null,null,null,null,null,null,null,null,null,null,null,null,null,null,null,null,null,null,null,null,null,null,": ± 10% Lenght : +50 mm., -0 mm."]
[]
[null,null,null,null,null,null,null,null,null,null,null,null,null,null,null,null,null,null,null,null,null,null,null,null,null,null,null,null,null,null,null,null,null,null,null,null,null,null,null,null,null,"Side Length",null,"Thickness","Calculate Weight","Cross Sectional Area","Geometrical Moment of Inertia",null,"Modulus of Section",null,"Radius of Gyration"]
[null,null,null,null,null,null,null,null,null,null,null,null,null,null,null,null,null,null,null,null,null,null,null,null,null,null,null,null,null,null,null,null,null,null,null,null,null,null,null,null,null,"D x B",null,"T","W","A","Ix","Iy","Zx","Zy","Ix","Iy"]
[null,null,null,null,null,null,null,null,null,null,null,null,null,null,null,null,null,null,null,null,null,null,null,null,null,null,null,null,null,null,null,null,null,null,null,null,null,null,null,null,null,"in.","mm.","mm.","kg./m.","cm2","cm4","cm4","cm3","cm3","cm.","cm."]
[null,null,null,null,null,null,null,null,null,null,null,null,null,null,null,null,null,null,null,null,null,null,null,null,null,null,null,null,null,null,null,null,null,null,null,null,null,null,null,1,"50x25x2.0","  2x1    ","  50x25    ",2,2.12,2.7,8.17,2.76,3.27,2.2000000000000002,1.74,1.01]
[null,null,null,null,null,null,null,null,null,null,null,null,null,null,null,null,null,null,null,null,null,null,null,null,null,null,null,null,null,null,null,null,null,null,null,null,null,null,null,2,"50x25x2.3",null,null,2.2999999999999998,2.44,3.1,9.31,3.1,3.72,2.48,1.68,0.96]
[null,null,null,null,null,null,null,null,null,null,null,null,null,null,null,null,null,null,null,null,null,null,null,null,null,null,null,null,null,null,null,null,null,null,null,null,null,null,null,3,"50x25x3.2",null,null,3.2,3.24,4.13,11.6,3.8,4.6500000000000004,3.04,1.68,0.96]
[null,null,null,null,null,null,null,null,null,null,null,null,null,null,null,null,null,null,null,null,null,null,null,null,null,null,null,null,null,null,null,null,null,null,null,null,null,null,null,4,"50x25x3.6",null,null,3.6,3.48,4.4400000000000004,11.7,3.86,4.7,3.09,1.63,0.93]
[null,null,null,null,null,null,null,null,null,null,null,null,null,null,null,null,null,null,null,null,null,null,null,null,null,null,null,null,null,null,null,null,null,null,null,null,null,null,null,5,"75x38x2.3","3x1 1/4 ","75x38  ",2.2999999999999998,3.81,4.8499999999999996,34.6,12,9.23,6.3,2.67,1.57]
[null,null,null,null,null,null,null,null,null,null,null,null,null,null,null,null,null,null,null,null,null,null,null,null,null,null,null,null,null,null,null,null,null,null,null,null,null,null,null,6,"75x38x3.2",null,null,3.2,5.15,5.15,45,15.4,12,8.09,2.62,1.53]
[null,null,null,null,null,null,null,null,null,null,null,null,null,null,null,null,null,null,null,null,null,null,null,null,null,null,null,null,null,null,null,null,null,null,null,null,null,null,null,7,"75x45x1.6","  3x1 3/4 ","  75x45  ",1.6,2.88,3.67,28.4,12.9,7.56,5.75,2.78,1.88]
[null,null,null,null,null,null,null,null,null,null,null,null,null,null,null,null,null,null,null,null,null,null,null,null,null,null,null,null,null,null,null,null,null,null,null,null,null,null,null,8,"75x45x2.3",null,null,2.2999999999999998,4.0599999999999996,5.17,38.9,17.600000000000001,10.4,7.82,2.74,1.84]
[null,null,null,null,null,null,null,null,null,null,null,null,null,null,null,null,null,null,null,null,null,null,null,null,null,null,null,null,null,null,null,null,null,null,null,null,null,null,null,9,"75x45x3.2",null,null,3.2,5.5,7.01,50.8,22.8,13.5,10.1,2.69,1.8]
[null,null,null,null,null,null,null,null,null,null,null,null,null,null,null,null,null,null,null,null,null,null,null,null,null,null,null,null,null,null,null,null,null,null,null,null,null,null,null,10,"100x50x2.0","4x2","100x50",2,4.4800000000000004,5.7,74.099999999999994,25.5,14.8,10.199999999999999,3.61,2.11]
[null,null,null,null,null,null,null,null,null,null,null,null,null,null,null,null,null,null,null,null,null,null,null,null,null,null,null,null,null,null,null,null,null,null,null,null,null,null,null,11,"100x50x2.3",null,null,2.2999999999999998,5.14,6.55,84.8,29,17,11.6,3.6,2.1]
[null,null,null,null,null,null,null,null,null,null,null,null,null,null,null,null,null,null,null,null,null,null,null,null,null,null,null,null,null,null,null,null,null,null,null,null,null,null,null,12,"100x50x3.2",null,null,3.2,7.01,8.93,112,38,22.5,15.2,3.55,2.06]
[null,null,null,null,null,null,null,null,null,null,null,null,null,null,null,null,null,null,null,null,null,null,null,null,null,null,null,null,null,null,null,null,null,null,null,null,null,null,null,13,"100x50x3.6",null,null,3.6,7.72,9.84,121,40.9,24.1,16.3,3.5,2.04]
[null,null,null,null,null,null,null,null,null,null,null,null,null,null,null,null,null,null,null,null,null,null,null,null,null,null,null,null,null,null,null,null,null,null,null,null,null,null,null,14,"100x50x4.0",null,null,4,8.59,10.95,142,46.7,28.4,18.7,3.55,2.0299999999999998]
[null,null,null,null,null,null,null,null,null,null,null,null,null,null,null,null,null,null,null,null,null,null,null,null,null,null,null,null,null,null,null,null,null,null,null,null,null,null,null,15,"100x50x4.5",null,null,4.5,9.5500000000000007,12.17,147,48.9,29.3,19.5,3.47,2]
[null,null,null,null,null,null,null,null,null,null,null,null,null,null,null,null,null,null,null,null,null,null,null,null,null,null,null,null,null,null,null,null,null,null,null,null,null,null,null,16,"125x75x2.3","    5x3    ","    125x75   ",2.2999999999999998,6.95,8.85,192,87.5,30.6,23.3,4.6500000000000004,3.14]
[null,null,null,null,null,null,null,null,null,null,null,null,null,null,null,null,null,null,null,null,null,null,null,null,null,null,null,null,null,null,null,null,null,null,null,null,null,null,null,17,"125x75x3.2",null,null,3.2,9.52,12.13,257,117,41.1,31.1,4.5999999999999996,3.1]
[null,null,null,null,null,null,null,null,null,null,null,null,null,null,null,null,null,null,null,null,null,null,null,null,null,null,null,null,null,null,null,null,null,null,null,null,null,null,null,18,"125x75x4.0",null,null,4,11.7,14.95,311,141,49.7,37.5,4.5599999999999996,3.07]
[null,null,null,null,null,null,null,null,null,null,null,null,null,null,null,null,null,null,null,null,null,null,null,null,null,null,null,null,null,null,null,null,null,null,null,null,null,null,null,19,"125x75x4.5",null,null,4.5,13.1,16.670000000000002,342,155,54.8,41.2,4.53,3.04]
[null,null,null,null,null,null,null,null,null,null,null,null,null,null,null,null,null,null,null,null,null,null,null,null,null,null,null,null,null,null,null,null,null,null,null,null,null,null,null,20,"125x75x6.0",null,null,6,17,21.63,428,192,68.5,51.1,4.45,2.98]
[null,null,null,null,null,null,null,null,null,null,null,null,null,null,null,null,null,null,null,null,null,null,null,null,null,null,null,null,null,null,null,null,null,null,null,null,null,null,null,21,"150x50x3.2","  6x2  ","  150x50  ",3.2,9.6300000000000008,12.13,314.92,55.71,42.61,22.61,5.16,2.17]
[null,null,null,null,null,null,null,null,null,null,null,null,null,null,null,null,null,null,null,null,null,null,null,null,null,null,null,null,null,null,null,null,null,null,null,null,null,null,null,22,"150x50x4.5",null,null,4.5,13.5,17.03,423.93,75.75,53.35,29.82,5.05,2.11]
[null,null,null,null,null,null,null,null,null,null,null,null,null,null,null,null,null,null,null,null,null,null,null,null,null,null,null,null,null,null,null,null,null,null,null,null,null,null,null,23,"150x50x6.3",null,null,6.3,18.77,22.84,536.98,93.65,72.760000000000005,36.869999999999997,4.93,2.0299999999999998]
[null,null,null,null,null,null,null,null,null,null,null,null,null,null,null,null,null,null,null,null,null,null,null,null,null,null,null,null,null,null,null,null,null,null,null,null,null,null,null,24,"200x100x4.5","  8x4  ","  200x100  ",4.5,20.100000000000001,25.67,1330,455,133,90.9,7.2,4.21]
[null,null,null,null,null,null,null,null,null,null,null,null,null,null,null,null,null,null,null,null,null,null,null,null,null,null,null,null,null,null,null,null,null,null,null,null,null,null,null,25,"200x100x6.0",null,null,6,26.4,33.630000000000003,1700,577,170,115,7.12,4.1399999999999997]
[null,null,null,null,null,null,null,null,null,null,null,null,null,null,null,null,null,null,null,null,null,null,null,null,null,null,null,null,null,null,null,null,null,null,null,null,null,null,null,26,"200x100x6.3",null,null,6.3,27.4,34.799999999999997,1739,591,174,118,7.06,4.12]
[]
[]
[]
[null,null,null,null,null,null,null,null,null,null,null,null,null,null,null,null,null,null,null,null,null,null,null,null,null,null,null,null,null,null,null,null,null,null,null,null,null,null,null,null,null,null,null,null,null,"Square Tube"]
[]
[null,null,null,null,null,null,null,null,null,null,null,null,null,null,null,null,null,null,null,null,null,null,null,null,null,null,null,null,null,null,null,null,null,null,null,null,null,null,null,null,null,null,null,null,null,"Dimension Tolerance"]
[]
[null,null,null,null,null,null,null,null,null,null,null,null,null,null,null,null,null,null,null,null,null,null,null,null,null,null,null,null,null,null,null,null,null,null,null,null,null,null,null,null,null,null,null,null,null,"Side Length"]
[null,null,null,null,null,null,null,null,null,null,null,null,null,null,null,null,null,null,null,null,null,null,null,null,null,null,null,null,null,null,null,null,null,null,null,null,null,null,null,null,null,null,null,null,null,": DxB < 50 mm. ± 1.5 mm. Thickness : Under 3 mm. ± 0.3 mm."]
[null,null,null,null,null,null,null,null,null,null,null,null,null,null,null,null,null,null,null,null,null,null,null,null,null,null,null,null,null,null,null,null,null,null,null,null,null,null,null,null,null,null,null,null,null,": DxB > 50 mm. ± 1.5 % Thickness : 3 mm. or over, ± 10%"]
[null,null,null,null,null,null,null,null,null,null,null,null,null,null,null,null,null,null,null,null,null,null,null,null,null,null,null,null,null,null,null,null,null,null,null,null,null,null,null,null,null,null,null,null,null,": ± 10% Lenght : +50 mm., -0 mm."]
[]
[null,null,null,null,null,null,null,null,null,null,null,null,null,null,null,null,null,null,null,null,null,null,null,null,null,null,null,null,null,null,null,null,null,null,null,null,null,null,null,null,null,"Side Length",null,"Thickness","Calculate Weight","Cross Sectional Area","Geometrical Moment of Inertia","Modulus of Section","Radius of Gyration"]
[null,null,null,null,null,null,null,null,null,null,null,null,null,null,null,null,null,null,null,null,null,null,null,null,null,null,null,null,null,null,null,null,null,null,null,null,null,null,null,null,null,"D x D",null,"T","W","A","Ix, Iy","Zx, Zy","Ix, Iy"]
[null,null,null,null,null,null,null,null,null,null,null,null,null,null,null,null,null,null,null,null,null,null,null,null,null,null,null,null,null,null,null,null,null,null,null,null,null,null,null,null,null,"in.","mm.","mm.","kg./m.","cm2","cm4","cm3","cm."]
[null,null,null,null,null,null,null,null,null,null,null,null,null,null,null,null,null,null,null,null,null,null,null,null,null,null,null,null,null,null,null,null,null,null,null,null,null,null,null,1,"25x25x2.0","  1x1    ","  25x25    ",2,1.36,1.74,1.48,1.19,0.92]
[null,null,null,null,null,null,null,null,null,null,null,null,null,null,null,null,null,null,null,null,null,null,null,null,null,null,null,null,null,null,null,null,null,null,null,null,null,null,null,2,"25x25x2.3",null,null,2.2999999999999998,1.53,1.97,1.61,1.29,0.9]
[null,null,null,null,null,null,null,null,null,null,null,null,null,null,null,null,null,null,null,null,null,null,null,null,null,null,null,null,null,null,null,null,null,null,null,null,null,null,null,3,"25x25x2.6",null,null,2.6,1.65,2.1,1.63,1.31,0.88]
[null,null,null,null,null,null,null,null,null,null,null,null,null,null,null,null,null,null,null,null,null,null,null,null,null,null,null,null,null,null,null,null,null,null,null,null,null,null,null,4,"25x25x3.2",null,null,3.2,1.91,2.44,1.75,1.4,0.85]
[null,null,null,null,null,null,null,null,null,null,null,null,null,null,null,null,null,null,null,null,null,null,null,null,null,null,null,null,null,null,null,null,null,null,null,null,null,null,null,5,"32x32x2.3","11/4 x11/4","32x32  ",2.2999999999999998,2.04,2.6,3.71,2.3199999999999998,1.2]
[null,null,null,null,null,null,null,null,null,null,null,null,null,null,null,null,null,null,null,null,null,null,null,null,null,null,null,null,null,null,null,null,null,null,null,null,null,null,null,6,"32x32x3.2",null,null,3.2,2.69,3.42,4.54,2.84,1.1499999999999999]
[null,null,null,null,null,null,null,null,null,null,null,null,null,null,null,null,null,null,null,null,null,null,null,null,null,null,null,null,null,null,null,null,null,null,null,null,null,null,null,7,"38x38x2.3","11/2 x11/2","38x38  ",2.2999999999999998,2.4700000000000002,3.15,6.54,3.44,1.44]
[null,null,null,null,null,null,null,null,null,null,null,null,null,null,null,null,null,null,null,null,null,null,null,null,null,null,null,null,null,null,null,null,null,null,null,null,null,null,null,8,"38x38x3.2",null,null,3.2,3.29,4.1900000000000004,8.18,4.3,1.4]
[null,null,null,null,null,null,null,null,null,null,null,null,null,null,null,null,null,null,null,null,null,null,null,null,null,null,null,null,null,null,null,null,null,null,null,null,null,null,null,9,"50x50x1.6","      2x2      ","      50x50      ",1.6,2.38,3.03,11.7,4.68,1.96]
[null,null,null,null,null,null,null,null,null,null,null,null,null,null,null,null,null,null,null,null,null,null,null,null,null,null,null,null,null,null,null,null,null,null,null,null,null,null,null,10,"50x50x2.0",null,null,2,2.91,3.7,13.9,5.57,1.94]
[null,null,null,null,null,null,null,null,null,null,null,null,null,null,null,null,null,null,null,null,null,null,null,null,null,null,null,null,null,null,null,null,null,null,null,null,null,null,null,11,"50x50x2.3",null,null,2.2999999999999998,3.34,4.25,15.9,6.34,1.93]
[null,null,null,null,null,null,null,null,null,null,null,null,null,null,null,null,null,null,null,null,null,null,null,null,null,null,null,null,null,null,null,null,null,null,null,null,null,null,null,12,"50x50x3.2",null,null,3.2,4.5,5.73,20.399999999999999,8.16,1.89]
[null,null,null,null,null,null,null,null,null,null,null,null,null,null,null,null,null,null,null,null,null,null,null,null,null,null,null,null,null,null,null,null,null,null,null,null,null,null,null,13,"50x50x3.6",null,null,3.6,4.9000000000000004,6.24,21.4,8.58,1.85]
[null,null,null,null,null,null,null,null,null,null,null,null,null,null,null,null,null,null,null,null,null,null,null,null,null,null,null,null,null,null,null,null,null,null,null,null,null,null,null,14,"50x50x4.0",null,null,4,5.35,6.81,22.9,9.15,1.83]
[null,null,null,null,null,null,null,null,null,null,null,null,null,null,null,null,null,null,null,null,null,null,null,null,null,null,null,null,null,null,null,null,null,null,null,null,null,null,null,15,"50x50x5.0",null,null,5,6.39,8.14,25.7,10.3,1.78]
[null,null,null,null,null,null,null,null,null,null,null,null,null,null,null,null,null,null,null,null,null,null,null,null,null,null,null,null,null,null,null,null,null,null,null,null,null,null,null,16,"75x75x2.3","  3x3    ","  75x75    ",2.2999999999999998,5.14,6.55,57.1,15.2,2.95]
[null,null,null,null,null,null,null,null,null,null,null,null,null,null,null,null,null,null,null,null,null,null,null,null,null,null,null,null,null,null,null,null,null,null,null,null,null,null,null,17,"75x75x3.2",null,null,3.2,7.01,8.93,75.5,20.100000000000001,2.91]
[null,null,null,null,null,null,null,null,null,null,null,null,null,null,null,null,null,null,null,null,null,null,null,null,null,null,null,null,null,null,null,null,null,null,null,null,null,null,null,18,"75x75x4.0",null,null,4,8.59,10.95,90.2,24.1,2.87]
[null,null,null,null,null,null,null,null,null,null,null,null,null,null,null,null,null,null,null,null,null,null,null,null,null,null,null,null,null,null,null,null,null,null,null,null,null,null,null,19,"75x75x4.5",null,null,4.5,9.5500000000000007,12.17,98.6,26.3,2.85]
[null,null,null,null,null,null,null,null,null,null,null,null,null,null,null,null,null,null,null,null,null,null,null,null,null,null,null,null,null,null,null,null,null,null,null,null,null,null,null,20,"100x100x2.3","    4x4    ","    100x100    ",2.2999999999999998,6.95,8.85,140,27.9,3.97]
[null,null,null,null,null,null,null,null,null,null,null,null,null,null,null,null,null,null,null,null,null,null,null,null,null,null,null,null,null,null,null,null,null,null,null,null,null,null,null,21,"100x100x3.2",null,null,3.2,9.52,12.13,187,37.5,3.93]
[null,null,null,null,null,null,null,null,null,null,null,null,null,null,null,null,null,null,null,null,null,null,null,null,null,null,null,null,null,null,null,null,null,null,null,null,null,null,null,22,"100x100x4.0",null,null,4,11.7,14.95,226,45.3,3.89]
[null,null,null,null,null,null,null,null,null,null,null,null,null,null,null,null,null,null,null,null,null,null,null,null,null,null,null,null,null,null,null,null,null,null,null,null,null,null,null,23,"100x100x4.5",null,null,4.5,13.1,16.670000000000002,249,49.9,3.87]
[null,null,null,null,null,null,null,null,null,null,null,null,null,null,null,null,null,null,null,null,null,null,null,null,null,null,null,null,null,null,null,null,null,null,null,null,null,null,null,24,"100x100x6.0",null,null,6,17,21.63,311,62.3,3.79]
[null,null,null,null,null,null,null,null,null,null,null,null,null,null,null,null,null,null,null,null,null,null,null,null,null,null,null,null,null,null,null,null,null,null,null,null,null,null,null,25,"125x125x3.2","  5x5    ","  125x125    ",3.2,12,15.33,376,60.1,4.95]
[null,null,null,null,null,null,null,null,null,null,null,null,null,null,null,null,null,null,null,null,null,null,null,null,null,null,null,null,null,null,null,null,null,null,null,null,null,null,null,26,"125x125x4.5",null,null,4.5,16.600000000000001,21.17,506,80.900000000000006,4.8899999999999997]
[null,null,null,null,null,null,null,null,null,null,null,null,null,null,null,null,null,null,null,null,null,null,null,null,null,null,null,null,null,null,null,null,null,null,null,null,null,null,null,27,"125x125x5.0",null,null,5,18.3,23.36,553,88.4,4.8600000000000003]
[null,null,null,null,null,null,null,null,null,null,null,null,null,null,null,null,null,null,null,null,null,null,null,null,null,null,null,null,null,null,null,null,null,null,null,null,null,null,null,28,"125x125x6.0",null,null,6,21.7,27.63,641,103,4.82]
[null,null,null,null,null,null,null,null,null,null,null,null,null,null,null,null,null,null,null,null,null,null,null,null,null,null,null,null,null,null,null,null,null,null,null,null,null,null,null,29,"150x150x4.5","  6x6    ","  150x150    ",4.5,20.100000000000001,25.67,896,120,5.91]
[null,null,null,null,null,null,null,null,null,null,null,null,null,null,null,null,null,null,null,null,null,null,null,null,null,null,null,null,null,null,null,null,null,null,null,null,null,null,null,30,"150x150x5.0",null,null,5,22.3,28.36,982,131,5.89]
[null,null,null,null,null,null,null,null,null,null,null,null,null,null,null,null,null,null,null,null,null,null,null,null,null,null,null,null,null,null,null,null,null,null,null,null,null,null,null,31,"150x150x6.0",null,null,6,26.4,33.630000000000003,1150,153,5.84]
[null,null,null,null,null,null,null,null,null,null,null,null,null,null,null,null,null,null,null,null,null,null,null,null,null,null,null,null,null,null,null,null,null,null,null,null,null,null,null,32,"150x150x6.3",null,null,6.3,27.4,34.799999999999997,1174,156,5.8]
[]
[]
[]
[null,null,null,null,null,null,null,null,null,null,null,null,null,null,null,null,null,null,null,null,null,null,null,null,null,null,null,null,null,null,null,null,null,null,null,null,null,null,null,null,null,null,null,null,null,"Steel Sheet Piles"]
[]
[]
[]
[]
[]
[]
[]
[]
[null,null,null,null,null,null,null,null,null,null,null,null,null,null,null,null,null,null,null,null,null,null,null,null,null,null,null,null,null,null,null,null,null,null,null,null,null,null,null,null,null,"Section","Dimensions",null,null,"Sectional Area","Weight",null,"Moment of Inertia",null,"Section Modulus"]
[null,null,null,null,null,null,null,null,null,null,null,null,null,null,null,null,null,null,null,null,null,null,null,null,null,null,null,null,null,null,null,null,null,null,null,null,null,null,null,null,null,null,"w","h","t","per pile","perpile","per wall width","perpile","per wall width","perpile","per wall width"]
[null,null,null,null,null,null,null,null,null,null,null,null,null,null,null,null,null,null,null,null,null,null,null,null,null,null,null,null,null,null,null,null,null,null,null,null,null,null,null,null,null,null,"mm.","mm.","mm.","cm2","kg/m.","kg/m2","cm4","cm4","cm3","cm3/m."]
[null,null,null,null,null,null,null,null,null,null,null,null,null,null,null,null,null,null,null,null,null,null,null,null,null,null,null,null,null,null,null,null,null,null,null,null,null,null,null,null,null,null,"in.","in.","in.","in2","lbs/ft","lbs/ft2","in4","in/ft4","in3","in3/ft"]
[null,null,null,null,null,null,null,null,null,null,null,null,null,null,null,null,null,null,null,null,null,null,null,null,null,null,null,null,null,null,null,null,null,null,null,null,null,null,null,null,null,"SP-III",400,125,13,76.42,60,150,2220,16800,223,1340]
[null,null,null,null,null,null,null,null,null,null,null,null,null,null,null,null,null,null,null,null,null,null,null,null,null,null,null,null,null,null,null,null,null,null,null,null,null,null,null,null,null,null,15.7,4.92,0.51200000000000001,11.85,40.299999999999997,30.7,53.3,123,13.6,24.9]
[null,null,null,null,null,null,null,null,null,null,null,null,null,null,null,null,null,null,null,null,null,null,null,null,null,null,null,null,null,null,null,null,null,null,null,null,null,null,null,null,null,"SP-IV",400,170,15.5,96.99,76.099999999999994,190,4670,38600,362,2270]
[null,null,null,null,null,null,null,null,null,null,null,null,null,null,null,null,null,null,null,null,null,null,null,null,null,null,null,null,null,null,null,null,null,null,null,null,null,null,null,null,null,null,15.7,6.69,0.61,15.03,51.1,38.9,112,283,22.1,42.2]
[]
[]
[]
[null,null,null,null,null,null,null,null,null,null,null,null,null,null,null,null,null,null,null,null,null,null,null,null,null,null,null,null,null,null,null,null,null,null,null,null,null,null,null,null,null,null,"Round Bars SR24"]
[]
[null,null,null,null,null,null,null,null,null,null,null,null,null,null,null,null,null,null,null,null,null,null,null,null,null,null,null,null,null,null,null,null,null,null,null,null,null,null,null,null,null,null,"Size and Weight"]
[]
[]
[null,null,null,null,null,null,null,null,null,null,null,null,null,null,null,null,null,null,null,null,null,null,null,null,null,null,null,null,null,null,null,null,null,null,null,null,null,null,null,null,null,"Name","Diameter (mm.)","Weight (kg/m.)","Cross Section Area (sq.cm.)","Circumference (cm.)"]
[null,null,null,null,null,null,null,null,null,null,null,null,null,null,null,null,null,null,null,null,null,null,null,null,null,null,null,null,null,null,null,null,null,null,null,null,null,null,null,null,null,"RB 6",6,0.222,0.28299999999999997,1.88]
[null,null,null,null,null,null,null,null,null,null,null,null,null,null,null,null,null,null,null,null,null,null,null,null,null,null,null,null,null,null,null,null,null,null,null,null,null,null,null,null,null,"RB 9",9,0.499,0.63600000000000001,2.82]
[null,null,null,null,null,null,null,null,null,null,null,null,null,null,null,null,null,null,null,null,null,null,null,null,null,null,null,null,null,null,null,null,null,null,null,null,null,null,null,null,null,"RB 12",12,0.88800000000000001,1.131,3.77]
[null,null,null,null,null,null,null,null,null,null,null,null,null,null,null,null,null,null,null,null,null,null,null,null,null,null,null,null,null,null,null,null,null,null,null,null,null,null,null,null,null,"RB 15",15,1.387,1.7669999999999999,4.71]
[null,null,null,null,null,null,null,null,null,null,null,null,null,null,null,null,null,null,null,null,null,null,null,null,null,null,null,null,null,null,null,null,null,null,null,null,null,null,null,null,null,"RB 19",19,2.226,2.835,5.96]
[null,null,null,null,null,null,null,null,null,null,null,null,null,null,null,null,null,null,null,null,null,null,null,null,null,null,null,null,null,null,null,null,null,null,null,null,null,null,null,null,null,"RB 25",25,3.8530000000000002,4.9089999999999998,7.85]
[null,null,null,null,null,null,null,null,null,null,null,null,null,null,null,null,null,null,null,null,null,null,null,null,null,null,null,null,null,null,null,null,null,null,null,null,null,null,null,null,null,"RB 28",28,4.8339999999999996,6.1580000000000004,8.7899999999999991]
[null,null,null,null,null,null,null,null,null,null,null,null,null,null,null,null,null,null,null,null,null,null,null,null,null,null,null,null,null,null,null,null,null,null,null,null,null,null,null,null,null,"RB 34",34,7.1269999999999998,9.0790000000000006,10.68]
[]
[]
[]
[null,null,null,null,null,null,null,null,null,null,null,null,null,null,null,null,null,null,null,null,null,null,null,null,null,null,null,null,null,null,null,null,null,null,null,null,null,null,null,null,null,null,"Deformed Bars"]
[]
[null,null,null,null,null,null,null,null,null,null,null,null,null,null,null,null,null,null,null,null,null,null,null,null,null,null,null,null,null,null,null,null,null,null,null,null,null,null,null,null,null,null,"SD30, SD40"]
[]
[null,null,null,null,null,null,null,null,null,null,null,null,null,null,null,null,null,null,null,null,null,null,null,null,null,null,null,null,null,null,null,null,null,null,null,null,null,null,null,null,null,null,"Size and Weight"]
[]
[]
[null,null,null,null,null,null,null,null,null,null,null,null,null,null,null,null,null,null,null,null,null,null,null,null,null,null,null,null,null,null,null,null,null,null,null,null,null,null,null,null,null,"Name","Diameter (mm.)","Weight (kg/m.)","Cross Section Area (sq.cm.)","Circumference (cm.)"]
[null,null,null,null,null,null,null,null,null,null,null,null,null,null,null,null,null,null,null,null,null,null,null,null,null,null,null,null,null,null,null,null,null,null,null,null,null,null,null,null,null,"DB 10",10,0.61599999999999999,0.78500000000000003,3.14]
[null,null,null,null,null,null,null,null,null,null,null,null,null,null,null,null,null,null,null,null,null,null,null,null,null,null,null,null,null,null,null,null,null,null,null,null,null,null,null,null,null,"DB 12",12,0.88800000000000001,1.131,3.77]
[null,null,null,null,null,null,null,null,null,null,null,null,null,null,null,null,null,null,null,null,null,null,null,null,null,null,null,null,null,null,null,null,null,null,null,null,null,null,null,null,null,"DB 16",16,1.5780000000000001,2.0099999999999998,5.03]
[null,null,null,null,null,null,null,null,null,null,null,null,null,null,null,null,null,null,null,null,null,null,null,null,null,null,null,null,null,null,null,null,null,null,null,null,null,null,null,null,null,"DB 20",20,2.4660000000000002,3.1459999999999999,6.29]
[null,null,null,null,null,null,null,null,null,null,null,null,null,null,null,null,null,null,null,null,null,null,null,null,null,null,null,null,null,null,null,null,null,null,null,null,null,null,null,null,null,"DB 22",22,2.984,3.8010000000000002,6.91]
[null,null,null,null,null,null,null,null,null,null,null,null,null,null,null,null,null,null,null,null,null,null,null,null,null,null,null,null,null,null,null,null,null,null,null,null,null,null,null,null,null,"DB 25",25,3.8530000000000002,4.9080000000000004,7.86]
[null,null,null,null,null,null,null,null,null,null,null,null,null,null,null,null,null,null,null,null,null,null,null,null,null,null,null,null,null,null,null,null,null,null,null,null,null,null,null,null,null,"DB 28",28,4.8339999999999996,6.157,8.8000000000000007]
[null,null,null,null,null,null,null,null,null,null,null,null,null,null,null,null,null,null,null,null,null,null,null,null,null,null,null,null,null,null,null,null,null,null,null,null,null,null,null,null,null,"DB 32",32,6.3129999999999997,8.0419999999999998,10.06]
[null,null,null,null,null,null,null,null,null,null,null,null,null,null,null,null,null,null,null,null,null,null,null,null,null,null,null,null,null,null,null,null,null,null,null,null,null,null,null,null,null,"DB 36",36,7.99,10.178000000000001,11.31]
[null,null,null,null,null,null,null,null,null,null,null,null,null,null,null,null,null,null,null,null,null,null,null,null,null,null,null,null,null,null,null,null,null,null,null,null,null,null,null,null,null,"DB 40",40,9.8650000000000002,12.566000000000001,12.6]
[]
[]
[]
[null,null,null,null,null,null,null,null,null,null,null,null,null,null,null,null,null,null,null,null,null,null,null,null,null,null,null,null,null,null,null,null,null,null,null,null,null,null,null,null,null,null,null,null,null,"Checkered Plates"]
[]
[null,null,null,null,null,null,null,null,null,null,null,null,null,null,null,null,null,null,null,null,null,null,null,null,null,null,null,null,null,null,null,null,null,null,null,null,null,null,null,null,null,null,null,null,null,"JIS G3101 SS400"]
[]
[null,null,null,null,null,null,null,null,null,null,null,null,null,null,null,null,null,null,null,null,null,null,null,null,null,null,null,null,null,null,null,null,null,null,null,null,null,null,null,null,null,null,null,null,null,"Standard Size and Weight Table, kg/cut-lenght sheet"]
[]
[]
[]
[]
[null,null,null,null,null,null,null,null,null,null,null,null,null,null,null,null,null,null,null,null,null,null,null,null,null,null,null,null,null,null,null,null,null,null,null,null,null,null,null,null,null,"Thickness","Weight kg/m2 ","Width and Length, mm. (Figures in the lower e.g. 3x6 are nominal sizes in feet.)"]
[null,null,null,null,null,null,null,null,null,null,null,null,null,null,null,null,null,null,null,null,null,null,null,null,null,null,null,null,null,null,null,null,null,null,null,null,null,null,null,null,null,null,null,"914x1,829","914x3,658","1,219x2,438","1,219x3,048","1,219x4,877","1,219x6,096","1,524x3,048","1,524x6,096"]
[null,null,null,null,null,null,null,null,null,null,null,null,null,null,null,null,null,null,null,null,null,null,null,null,null,null,null,null,null,null,null,null,null,null,null,null,null,null,null,null,null,"mm.",null,"(3x6)","(3x12)","(4x8)","(4x10)","(4x16)","(4x20)","(5x10)","(5x20)"]
[null,null,null,null,null,null,null,null,null,null,null,null,null,null,null,null,null,null,null,null,null,null,null,null,null,null,null,null,null,null,null,null,null,null,null,null,null,null,null,null,null,2.2999999999999998,19.73,33,66,58.6,73.3,177,"-","-","-"]
[null,null,null,null,null,null,null,null,null,null,null,null,null,null,null,null,null,null,null,null,null,null,null,null,null,null,null,null,null,null,null,null,null,null,null,null,null,null,null,null,null,3.2,26.79,44.8,89.6,79.599999999999994,99.6,159,199,"-","-"]
[null,null,null,null,null,null,null,null,null,null,null,null,null,null,null,null,null,null,null,null,null,null,null,null,null,null,null,null,null,null,null,null,null,null,null,null,null,null,null,null,null,4.5,36.99,61.8,124,110,137,220,275,172,344]
[null,null,null,null,null,null,null,null,null,null,null,null,null,null,null,null,null,null,null,null,null,null,null,null,null,null,null,null,null,null,null,null,null,null,null,null,null,null,null,null,null,6,48.77,81.5,163,145,181,290,362,227,453]
[null,null,null,null,null,null,null,null,null,null,null,null,null,null,null,null,null,null,null,null,null,null,null,null,null,null,null,null,null,null,null,null,null,null,null,null,null,null,null,null,null,8,64.47,108,216,192,240,383,479,299,599]
[null,null,null,null,null,null,null,null,null,null,null,null,null,null,null,null,null,null,null,null,null,null,null,null,null,null,null,null,null,null,null,null,null,null,null,null,null,null,null,null,null,9,72.319999999999993,121,242,215,269,430,537,336,672]
[null,null,null,null,null,null,null,null,null,null,null,null,null,null,null,null,null,null,null,null,null,null,null,null,null,null,null,null,null,null,null,null,null,null,null,null,null,null,null,null,null,10,80.17,134,268,238,298,477,596,372,745]
[]
[]
[]
[null,null,null,null,null,null,null,null,null,null,null,null,null,null,null,null,null,null,null,null,null,null,null,null,null,null,null,null,null,null,null,null,null,null,null,null,null,null,null,null,null,null,"Flat Bars"]
[]
[null,null,null,null,null,null,null,null,null,null,null,null,null,null,null,null,null,null,null,null,null,null,null,null,null,null,null,null,null,null,null,null,null,null,null,null,null,null,null,null,null,null,"(Metric Size)"]
[]
[]
[null,null,null,null,null,null,null,null,null,null,null,null,null,null,null,null,null,null,null,null,null,null,null,null,null,null,null,null,null,null,null,null,null,null,null,null,null,null,null,null,null,"Standard Sectional Dimension",null,"Sectional Area cm2","Unit Weight kg/m.",null,"Standard Sectional Dimension",null,"Sectional Area cm2","Unit Weight kg/m."]
[null,null,null,null,null,null,null,null,null,null,null,null,null,null,null,null,null,null,null,null,null,null,null,null,null,null,null,null,null,null,null,null,null,null,null,null,null,null,null,null,null,"Thickness mm.","Width mm.",null,null,null,"Thickness mm.","Width mm."]
[null,null,null,null,null,null,null,null,null,null,null,null,null,null,null,null,null,null,null,null,null,null,null,null,null,null,null,null,null,null,null,null,null,null,null,null,null,null,null,null,null,"    4.5    ",25,1.125,0.88,null,"              19              ",38,7.22,5.67]
[null,null,null,null,null,null,null,null,null,null,null,null,null,null,null,null,null,null,null,null,null,null,null,null,null,null,null,null,null,null,null,null,null,null,null,null,null,null,null,null,null,null,32,1.44,1.1299999999999999,null,null,44,8.36,6.56]
[null,null,null,null,null,null,null,null,null,null,null,null,null,null,null,null,null,null,null,null,null,null,null,null,null,null,null,null,null,null,null,null,null,null,null,null,null,null,null,null,null,null,38,1.71,1.34,null,null,50,9.5,7.46]
[null,null,null,null,null,null,null,null,null,null,null,null,null,null,null,null,null,null,null,null,null,null,null,null,null,null,null,null,null,null,null,null,null,null,null,null,null,null,null,null,null,null,44,1.98,1.55,null,null,65,12.35,9.69]
[null,null,null,null,null,null,null,null,null,null,null,null,null,null,null,null,null,null,null,null,null,null,null,null,null,null,null,null,null,null,null,null,null,null,null,null,null,null,null,null,null,null,50,2.25,1.77,null,null,75,14.25,11.2]
[null,null,null,null,null,null,null,null,null,null,null,null,null,null,null,null,null,null,null,null,null,null,null,null,null,null,null,null,null,null,null,null,null,null,null,null,null,null,null,null,null,"        6          ",25,1.5,1.18,null,null,90,17.100000000000001,13.4]
[null,null,null,null,null,null,null,null,null,null,null,null,null,null,null,null,null,null,null,null,null,null,null,null,null,null,null,null,null,null,null,null,null,null,null,null,null,null,null,null,null,null,32,1.92,1.51,null,null,100,19,14.9]
[null,null,null,null,null,null,null,null,null,null,null,null,null,null,null,null,null,null,null,null,null,null,null,null,null,null,null,null,null,null,null,null,null,null,null,null,null,null,null,null,null,null,38,2.2799999999999998,1.79,null,null,125,23.75,18.600000000000001]
[null,null,null,null,null,null,null,null,null,null,null,null,null,null,null,null,null,null,null,null,null,null,null,null,null,null,null,null,null,null,null,null,null,null,null,null,null,null,null,null,null,null,44,2.64,2.0699999999999998,null,null,150,28.5,22.4]
[null,null,null,null,null,null,null,null,null,null,null,null,null,null,null,null,null,null,null,null,null,null,null,null,null,null,null,null,null,null,null,null,null,null,null,null,null,null,null,null,null,null,50,3,2.36,null,null,180,34.200000000000003,26.8]
[null,null,null,null,null,null,null,null,null,null,null,null,null,null,null,null,null,null,null,null,null,null,null,null,null,null,null,null,null,null,null,null,null,null,null,null,null,null,null,null,null,null,65,3.9,3.06,null,null,200,38,29.8]
[null,null,null,null,null,null,null,null,null,null,null,null,null,null,null,null,null,null,null,null,null,null,null,null,null,null,null,null,null,null,null,null,null,null,null,null,null,null,null,null,null,null,75,4.5,3.53,null,null,230,43.7,34.299999999999997]
[null,null,null,null,null,null,null,null,null,null,null,null,null,null,null,null,null,null,null,null,null,null,null,null,null,null,null,null,null,null,null,null,null,null,null,null,null,null,null,null,null,null,90,5.4,4.24,null,null,250,47.5,37.299999999999997]
[null,null,null,null,null,null,null,null,null,null,null,null,null,null,null,null,null,null,null,null,null,null,null,null,null,null,null,null,null,null,null,null,null,null,null,null,null,null,null,null,null,null,100,6,4.71,null,null,280,53.2,41.8]
[null,null,null,null,null,null,null,null,null,null,null,null,null,null,null,null,null,null,null,null,null,null,null,null,null,null,null,null,null,null,null,null,null,null,null,null,null,null,null,null,null,null,125,7.5,5.89,null,null,300,57,44.7]
[null,null,null,null,null,null,null,null,null,null,null,null,null,null,null,null,null,null,null,null,null,null,null,null,null,null,null,null,null,null,null,null,null,null,null,null,null,null,null,null,null,"        8          ",25,2,1.57,null,"            22            ",50,11,8.64]
[null,null,null,null,null,null,null,null,null,null,null,null,null,null,null,null,null,null,null,null,null,null,null,null,null,null,null,null,null,null,null,null,null,null,null,null,null,null,null,null,null,null,32,2.56,2.0099999999999998,null,null,65,14.3,11.2]
[null,null,null,null,null,null,null,null,null,null,null,null,null,null,null,null,null,null,null,null,null,null,null,null,null,null,null,null,null,null,null,null,null,null,null,null,null,null,null,null,null,null,38,3.04,2.39,null,null,75,16.5,13]
[null,null,null,null,null,null,null,null,null,null,null,null,null,null,null,null,null,null,null,null,null,null,null,null,null,null,null,null,null,null,null,null,null,null,null,null,null,null,null,null,null,null,44,3.52,2.76,null,null,90,19.8,15.5]
[null,null,null,null,null,null,null,null,null,null,null,null,null,null,null,null,null,null,null,null,null,null,null,null,null,null,null,null,null,null,null,null,null,null,null,null,null,null,null,null,null,null,50,1,3.14,null,null,100,22,17.3]
[null,null,null,null,null,null,null,null,null,null,null,null,null,null,null,null,null,null,null,null,null,null,null,null,null,null,null,null,null,null,null,null,null,null,null,null,null,null,null,null,null,null,65,5.2,4.08,null,null,125,27.5,21.6]
[null,null,null,null,null,null,null,null,null,null,null,null,null,null,null,null,null,null,null,null,null,null,null,null,null,null,null,null,null,null,null,null,null,null,null,null,null,null,null,null,null,null,75,6,4.71,null,null,150,33,25.9]
[null,null,null,null,null,null,null,null,null,null,null,null,null,null,null,null,null,null,null,null,null,null,null,null,null,null,null,null,null,null,null,null,null,null,null,null,null,null,null,null,null,null,90,7.2,5.65,null,null,180,39.6,31.1]
[null,null,null,null,null,null,null,null,null,null,null,null,null,null,null,null,null,null,null,null,null,null,null,null,null,null,null,null,null,null,null,null,null,null,null,null,null,null,null,null,null,null,100,8,6.28,null,null,200,44,34.5]
[null,null,null,null,null,null,null,null,null,null,null,null,null,null,null,null,null,null,null,null,null,null,null,null,null,null,null,null,null,null,null,null,null,null,null,null,null,null,null,null,null,null,125,10,7.85,null,null,230,50.6,39.700000000000003]
[null,null,null,null,null,null,null,null,null,null,null,null,null,null,null,null,null,null,null,null,null,null,null,null,null,null,null,null,null,null,null,null,null,null,null,null,null,null,null,null,null,"              9              ",25,2.25,1.77,null,null,250,55,43.2]
[null,null,null,null,null,null,null,null,null,null,null,null,null,null,null,null,null,null,null,null,null,null,null,null,null,null,null,null,null,null,null,null,null,null,null,null,null,null,null,null,null,null,32,2.2799999999999998,2.2599999999999998,null,null,280,61.6,48.4]
[null,null,null,null,null,null,null,null,null,null,null,null,null,null,null,null,null,null,null,null,null,null,null,null,null,null,null,null,null,null,null,null,null,null,null,null,null,null,null,null,null,null,38,3.42,2.68,null,null,300,66,51.8]
[null,null,null,null,null,null,null,null,null,null,null,null,null,null,null,null,null,null,null,null,null,null,null,null,null,null,null,null,null,null,null,null,null,null,null,null,null,null,null,null,null,null,44,3.96,3.11,null,"            25            ",50,12.5,9.81]
[null,null,null,null,null,null,null,null,null,null,null,null,null,null,null,null,null,null,null,null,null,null,null,null,null,null,null,null,null,null,null,null,null,null,null,null,null,null,null,null,null,null,50,4.5,3.53,null,null,65,16.25,12.8]
[null,null,null,null,null,null,null,null,null,null,null,null,null,null,null,null,null,null,null,null,null,null,null,null,null,null,null,null,null,null,null,null,null,null,null,null,null,null,null,null,null,null,65,5.85,4.59,null,null,75,18.75,14.7]
[null,null,null,null,null,null,null,null,null,null,null,null,null,null,null,null,null,null,null,null,null,null,null,null,null,null,null,null,null,null,null,null,null,null,null,null,null,null,null,null,null,null,75,6.75,5.3,null,null,90,22.5,17.7]
[null,null,null,null,null,null,null,null,null,null,null,null,null,null,null,null,null,null,null,null,null,null,null,null,null,null,null,null,null,null,null,null,null,null,null,null,null,null,null,null,null,null,90,8.1,6.36,null,null,100,25,19.600000000000001]
[null,null,null,null,null,null,null,null,null,null,null,null,null,null,null,null,null,null,null,null,null,null,null,null,null,null,null,null,null,null,null,null,null,null,null,null,null,null,null,null,null,null,100,9,7.06,null,null,125,31.25,24.5]
[null,null,null,null,null,null,null,null,null,null,null,null,null,null,null,null,null,null,null,null,null,null,null,null,null,null,null,null,null,null,null,null,null,null,null,null,null,null,null,null,null,null,125,11.25,8.83,null,null,150,37.5,29.4]
[null,null,null,null,null,null,null,null,null,null,null,null,null,null,null,null,null,null,null,null,null,null,null,null,null,null,null,null,null,null,null,null,null,null,null,null,null,null,null,null,null,null,150,13.5,10.6,null,null,1180,45,35.299999999999997]
[null,null,null,null,null,null,null,null,null,null,null,null,null,null,null,null,null,null,null,null,null,null,null,null,null,null,null,null,null,null,null,null,null,null,null,null,null,null,null,null,null,null,180,16.2,12.7,null,null,200,50,39.200000000000003]
[null,null,null,null,null,null,null,null,null,null,null,null,null,null,null,null,null,null,null,null,null,null,null,null,null,null,null,null,null,null,null,null,null,null,null,null,null,null,null,null,null,null,200,18,14.1,null,null,230,57.5,45.1]
[null,null,null,null,null,null,null,null,null,null,null,null,null,null,null,null,null,null,null,null,null,null,null,null,null,null,null,null,null,null,null,null,null,null,null,null,null,null,null,null,null,null,230,20.7,16.2,null,null,250,62.5,49.1]
[null,null,null,null,null,null,null,null,null,null,null,null,null,null,null,null,null,null,null,null,null,null,null,null,null,null,null,null,null,null,null,null,null,null,null,null,null,null,null,null,null,null,250,22.5,17.7,null,null,280,70,55]
[null,null,null,null,null,null,null,null,null,null,null,null,null,null,null,null,null,null,null,null,null,null,null,null,null,null,null,null,null,null,null,null,null,null,null,null,null,null,null,null,null,"                12                ",25,3,2.36,null,null,300,75,58.9]
[null,null,null,null,null,null,null,null,null,null,null,null,null,null,null,null,null,null,null,null,null,null,null,null,null,null,null,null,null,null,null,null,null,null,null,null,null,null,null,null,null,null,32,3.81,3.01,null,"        28        ",100,28,22]
[null,null,null,null,null,null,null,null,null,null,null,null,null,null,null,null,null,null,null,null,null,null,null,null,null,null,null,null,null,null,null,null,null,null,null,null,null,null,null,null,null,null,38,4.5599999999999996,3.58,null,null,125,35,27.5]
[null,null,null,null,null,null,null,null,null,null,null,null,null,null,null,null,null,null,null,null,null,null,null,null,null,null,null,null,null,null,null,null,null,null,null,null,null,null,null,null,null,null,44,5.28,4.1399999999999997,null,null,150,42,33]
[null,null,null,null,null,null,null,null,null,null,null,null,null,null,null,null,null,null,null,null,null,null,null,null,null,null,null,null,null,null,null,null,null,null,null,null,null,null,null,null,null,null,50,6,4.71,null,null,180,50.4,39.6]
[null,null,null,null,null,null,null,null,null,null,null,null,null,null,null,null,null,null,null,null,null,null,null,null,null,null,null,null,null,null,null,null,null,null,null,null,null,null,null,null,null,null,65,7.8,6.12,null,null,200,56,44]
[null,null,null,null,null,null,null,null,null,null,null,null,null,null,null,null,null,null,null,null,null,null,null,null,null,null,null,null,null,null,null,null,null,null,null,null,null,null,null,null,null,null,75,9,7.06,null,null,230,64.400000000000006,550.6]
[null,null,null,null,null,null,null,null,null,null,null,null,null,null,null,null,null,null,null,null,null,null,null,null,null,null,null,null,null,null,null,null,null,null,null,null,null,null,null,null,null,null,90,10.8,8.48,null,null,250,70,55]
[null,null,null,null,null,null,null,null,null,null,null,null,null,null,null,null,null,null,null,null,null,null,null,null,null,null,null,null,null,null,null,null,null,null,null,null,null,null,null,null,null,null,100,12,9.42,null,null,280,78.400000000000006,61.5]
[null,null,null,null,null,null,null,null,null,null,null,null,null,null,null,null,null,null,null,null,null,null,null,null,null,null,null,null,null,null,null,null,null,null,null,null,null,null,null,null,null,null,125,15,11.8,null,null,300,84,65.900000000000006]
[null,null,null,null,null,null,null,null,null,null,null,null,null,null,null,null,null,null,null,null,null,null,null,null,null,null,null,null,null,null,null,null,null,null,null,null,null,null,null,null,null,null,150,18,14.1,null,"        32        ",100,32,25.1]
[null,null,null,null,null,null,null,null,null,null,null,null,null,null,null,null,null,null,null,null,null,null,null,null,null,null,null,null,null,null,null,null,null,null,null,null,null,null,null,null,null,null,180,21.6,17,null,null,125,40,31.4]
[null,null,null,null,null,null,null,null,null,null,null,null,null,null,null,null,null,null,null,null,null,null,null,null,null,null,null,null,null,null,null,null,null,null,null,null,null,null,null,null,null,null,200,24,18.8,null,null,150,48,37.700000000000003]
[null,null,null,null,null,null,null,null,null,null,null,null,null,null,null,null,null,null,null,null,null,null,null,null,null,null,null,null,null,null,null,null,null,null,null,null,null,null,null,null,null,null,230,27.6,21.7,null,null,180,57.6,45.2]
[null,null,null,null,null,null,null,null,null,null,null,null,null,null,null,null,null,null,null,null,null,null,null,null,null,null,null,null,null,null,null,null,null,null,null,null,null,null,null,null,null,null,250,30,23.6,null,null,200,64,50.2]
[null,null,null,null,null,null,null,null,null,null,null,null,null,null,null,null,null,null,null,null,null,null,null,null,null,null,null,null,null,null,null,null,null,null,null,null,null,null,null,null,null,null,280,33.6,26.4,null,null,130,73.599999999999994,57.8]
[null,null,null,null,null,null,null,null,null,null,null,null,null,null,null,null,null,null,null,null,null,null,null,null,null,null,null,null,null,null,null,null,null,null,null,null,null,null,null,null,null,null,300,36,28.3,null,null,250,80,62.8]
[null,null,null,null,null,null,null,null,null,null,null,null,null,null,null,null,null,null,null,null,null,null,null,null,null,null,null,null,null,null,null,null,null,null,null,null,null,null,null,null,null,"              16                ",32,5.12,4.0199999999999996,null,null,280,89.6,70.3]
[null,null,null,null,null,null,null,null,null,null,null,null,null,null,null,null,null,null,null,null,null,null,null,null,null,null,null,null,null,null,null,null,null,null,null,null,null,null,null,null,null,null,38,6.08,4.7699999999999996,null,null,300,96,75.400000000000006]
[null,null,null,null,null,null,null,null,null,null,null,null,null,null,null,null,null,null,null,null,null,null,null,null,null,null,null,null,null,null,null,null,null,null,null,null,null,null,null,null,null,null,44,7.04,5.53,null,"        36        ",100,36,28.3]
[null,null,null,null,null,null,null,null,null,null,null,null,null,null,null,null,null,null,null,null,null,null,null,null,null,null,null,null,null,null,null,null,null,null,null,null,null,null,null,null,null,null,50,8,6.28,null,null,125,45,35.299999999999997]
[null,null,null,null,null,null,null,null,null,null,null,null,null,null,null,null,null,null,null,null,null,null,null,null,null,null,null,null,null,null,null,null,null,null,null,null,null,null,null,null,null,null,65,10.4,8.16,null,null,150,54,42.4]
[null,null,null,null,null,null,null,null,null,null,null,null,null,null,null,null,null,null,null,null,null,null,null,null,null,null,null,null,null,null,null,null,null,null,null,null,null,null,null,null,null,null,75,12,9.42,null,null,180,64.8,50.9]
[null,null,null,null,null,null,null,null,null,null,null,null,null,null,null,null,null,null,null,null,null,null,null,null,null,null,null,null,null,null,null,null,null,null,null,null,null,null,null,null,null,null,90,14.4,11.3,null,null,200,72,56.5]
[null,null,null,null,null,null,null,null,null,null,null,null,null,null,null,null,null,null,null,null,null,null,null,null,null,null,null,null,null,null,null,null,null,null,null,null,null,null,null,null,null,null,100,16,12.6,null,null,130,82.8,65]
[null,null,null,null,null,null,null,null,null,null,null,null,null,null,null,null,null,null,null,null,null,null,null,null,null,null,null,null,null,null,null,null,null,null,null,null,null,null,null,null,null,null,125,20,15.7,null,null,250,90,70.599999999999994]
[null,null,null,null,null,null,null,null,null,null,null,null,null,null,null,null,null,null,null,null,null,null,null,null,null,null,null,null,null,null,null,null,null,null,null,null,null,null,null,null,null,null,150,24,18.8,null,null,280,100.8,79.099999999999994]
[null,null,null,null,null,null,null,null,null,null,null,null,null,null,null,null,null,null,null,null,null,null,null,null,null,null,null,null,null,null,null,null,null,null,null,null,null,null,null,null,null,null,180,28.8,22.6,null,null,300,108,84.8]
[null,null,null,null,null,null,null,null,null,null,null,null,null,null,null,null,null,null,null,null,null,null,null,null,null,null,null,null,null,null,null,null,null,null,null,null,null,null,null,null,null,null,200,32,25.1]
[null,null,null,null,null,null,null,null,null,null,null,null,null,null,null,null,null,null,null,null,null,null,null,null,null,null,null,null,null,null,null,null,null,null,null,null,null,null,null,null,null,null,230,36.799999999999997,28.9]
[null,null,null,null,null,null,null,null,null,null,null,null,null,null,null,null,null,null,null,null,null,null,null,null,null,null,null,null,null,null,null,null,null,null,null,null,null,null,null,null,null,null,250,40,31.4]
[null,null,null,null,null,null,null,null,null,null,null,null,null,null,null,null,null,null,null,null,null,null,null,null,null,null,null,null,null,null,null,null,null,null,null,null,null,null,null,null,null,null,280,44.8,35.200000000000003]
[null,null,null,null,null,null,null,null,null,null,null,null,null,null,null,null,null,null,null,null,null,null,null,null,null,null,null,null,null,null,null,null,null,null,null,null,null,null,null,null,null,null,300,48,37.700000000000003]
[]
[]
[]
[null,null,null,null,null,null,null,null,null,null,null,null,null,null,null,null,null,null,null,null,null,null,null,null,null,null,null,null,null,null,null,null,null,null,null,null,null,null,null,null,null,null,null,null,null,"Plates"]
[]
[null,null,null,null,null,null,null,null,null,null,null,null,null,null,null,null,null,null,null,null,null,null,null,null,null,null,null,null,null,null,null,null,null,null,null,null,null,null,null,null,null,null,null,null,null,"JIS G3101 SS400 (Metirc Size)"]
[]
[null,null,null,null,null,null,null,null,null,null,null,null,null,null,null,null,null,null,null,null,null,null,null,null,null,null,null,null,null,null,null,null,null,null,null,null,null,null,null,null,null,null,null,null,null,"Kilograms of Standard Size (JIS - 0.7293 Kg/mm. ft2)"]
[]
[null,null,null,null,null,null,null,null,null,null,null,null,null,null,null,null,null,null,null,null,null,null,null,null,null,null,null,null,null,null,null,null,null,null,null,null,null,null,null,null,null,null,null,null,null,"Size & Properties"]
[]
[]
[null,null,null,null,null,null,null,null,null,null,null,null,null,null,null,null,null,null,null,null,null,null,null,null,null,null,null,null,null,null,null,null,null,null,null,null,null,null,null,null,null,"Thickness","Unit Weight","Width x Length, ft2 Area, ft2"]
[null,null,null,null,null,null,null,null,null,null,null,null,null,null,null,null,null,null,null,null,null,null,null,null,null,null,null,null,null,null,null,null,null,null,null,null,null,null,null,null,null,null,null,"3x6","4x8","4x10","4x16","4x20","5x10","5x20","5x30","5x40","6x30","6x40"]
[null,null,null,null,null,null,null,null,null,null,null,null,null,null,null,null,null,null,null,null,null,null,null,null,null,null,null,null,null,null,null,null,null,null,null,null,null,null,null,null,null,"mm.","kg./ft2",18,32,40,64,80,50,100,150,200,180,240]
[null,null,null,null,null,null,null,null,null,null,null,null,null,null,null,null,null,null,null,null,null,null,null,null,null,null,null,null,null,null,null,null,null,null,null,null,null,null,null,null,null,3.2,2.3340000000000001,42,74.7,93.4,149,187,117,233,350,467,420,560]
[null,null,null,null,null,null,null,null,null,null,null,null,null,null,null,null,null,null,null,null,null,null,null,null,null,null,null,null,null,null,null,null,null,null,null,null,null,null,null,null,null,4.5,3.282,59.1,105,131,200,263,164,328,492,656,591,788]
[null,null,null,null,null,null,null,null,null,null,null,null,null,null,null,null,null,null,null,null,null,null,null,null,null,null,null,null,null,null,null,null,null,null,null,null,null,null,null,null,null,5,3.6459999999999999,65.599999999999994,117,146,233,292,182,365,547,729,656,875]
[null,null,null,null,null,null,null,null,null,null,null,null,null,null,null,null,null,null,null,null,null,null,null,null,null,null,null,null,null,null,null,null,null,null,null,null,null,null,null,null,null,6,4.3760000000000003,78.8,140,175,280,350,219,438,656,875,788,1050]
[null,null,null,null,null,null,null,null,null,null,null,null,null,null,null,null,null,null,null,null,null,null,null,null,null,null,null,null,null,null,null,null,null,null,null,null,null,null,null,null,null,7,5.1050000000000004,91.9,183,204,327,408,255,510,766,1021,919,1225]
[null,null,null,null,null,null,null,null,null,null,null,null,null,null,null,null,null,null,null,null,null,null,null,null,null,null,null,null,null,null,null,null,null,null,null,null,null,null,null,null,null,8,5.3840000000000003,105,187,233,373,467,292,583,875,1167,1050,1400]
[null,null,null,null,null,null,null,null,null,null,null,null,null,null,null,null,null,null,null,null,null,null,null,null,null,null,null,null,null,null,null,null,null,null,null,null,null,null,null,null,null,9,6.5640000000000001,118,210,263,420,525,328,656,985,1313,1182,1575]
[null,null,null,null,null,null,null,null,null,null,null,null,null,null,null,null,null,null,null,null,null,null,null,null,null,null,null,null,null,null,null,null,null,null,null,null,null,null,null,null,null,10,7.2930000000000001,131,233,292,467,583,365,729,1094,1459,1313,1750]
[null,null,null,null,null,null,null,null,null,null,null,null,null,null,null,null,null,null,null,null,null,null,null,null,null,null,null,null,null,null,null,null,null,null,null,null,null,null,null,null,null,11,8.0220000000000002,144,257,321,513,642,401,802,1203,1604,1444,1925]
[null,null,null,null,null,null,null,null,null,null,null,null,null,null,null,null,null,null,null,null,null,null,null,null,null,null,null,null,null,null,null,null,null,null,null,null,null,null,null,null,null,12,8.7520000000000007,158,280,350,560,700,438,875,1313,1750,1575,2100]
[null,null,null,null,null,null,null,null,null,null,null,null,null,null,null,null,null,null,null,null,null,null,null,null,null,null,null,null,null,null,null,null,null,null,null,null,null,null,null,null,null,12.7,9.2620000000000005,167,296,370,593,741,463,926,1389,1852,1667,2223]
[null,null,null,null,null,null,null,null,null,null,null,null,null,null,null,null,null,null,null,null,null,null,null,null,null,null,null,null,null,null,null,null,null,null,null,null,null,null,null,null,null,13,9.4809999999999999,171,303,379,607,758,474,948,1422,1896,1707,2275]
[null,null,null,null,null,null,null,null,null,null,null,null,null,null,null,null,null,null,null,null,null,null,null,null,null,null,null,null,null,null,null,null,null,null,null,null,null,null,null,null,null,14,10.210000000000001,184,327,408,653,817,510,1021,1532,2042,1838,2450]
[null,null,null,null,null,null,null,null,null,null,null,null,null,null,null,null,null,null,null,null,null,null,null,null,null,null,null,null,null,null,null,null,null,null,null,null,null,null,null,null,null,15,10.94,197,350,438,700,875,549,1094,1641,2188,1969,2626]
[null,null,null,null,null,null,null,null,null,null,null,null,null,null,null,null,null,null,null,null,null,null,null,null,null,null,null,null,null,null,null,null,null,null,null,null,null,null,null,null,null,16,11.67,210,373,467,747,934,684,1167,1750,2334,2101,2801]
[null,null,null,null,null,null,null,null,null,null,null,null,null,null,null,null,null,null,null,null,null,null,null,null,null,null,null,null,null,null,null,null,null,null,null,null,null,null,null,null,null,17,12.4,223,397,496,794,992,620,1240,1860,2480,2232,2976]
[null,null,null,null,null,null,null,null,null,null,null,null,null,null,null,null,null,null,null,null,null,null,null,null,null,null,null,null,null,null,null,null,null,null,null,null,null,null,null,null,null,18,13.13,236,420,525,840,1050,656,1313,1970,2626,2363,2151]
[null,null,null,null,null,null,null,null,null,null,null,null,null,null,null,null,null,null,null,null,null,null,null,null,null,null,null,null,null,null,null,null,null,null,null,null,null,null,null,null,null,19,13.86,249,444,554,887,1109,693,1386,2079,2772,2495,3326]
[null,null,null,null,null,null,null,null,null,null,null,null,null,null,null,null,null,null,null,null,null,null,null,null,null,null,null,null,null,null,null,null,null,null,null,null,null,null,null,null,null,20,14.59,263,467,584,934,1167,730,1459,2188,2918,262666,3502]
[null,null,null,null,null,null,null,null,null,null,null,null,null,null,null,null,null,null,null,null,null,null,null,null,null,null,null,null,null,null,null,null,null,null,null,null,null,null,null,null,null,21,15.32,276,490,613,980,1226,766,1532,2298,3064,2758,3677]
[null,null,null,null,null,null,null,null,null,null,null,null,null,null,null,null,null,null,null,null,null,null,null,null,null,null,null,null,null,null,null,null,null,null,null,null,null,null,null,null,null,22,16.04,289,513,642,1027,1283,802,1604,2406,3208,2887,3850]
[null,null,null,null,null,null,null,null,null,null,null,null,null,null,null,null,null,null,null,null,null,null,null,null,null,null,null,null,null,null,null,null,null,null,null,null,null,null,null,null,null,23,16.77,302,537,671,1073,1342,838,1677,2516,3354,3019,4025]
[null,null,null,null,null,null,null,null,null,null,null,null,null,null,null,null,null,null,null,null,null,null,null,null,null,null,null,null,null,null,null,null,null,null,null,null,null,null,null,null,null,24,17.5,315,560,700,1120,1400,875,1750,2625,3500,3150,4200]
[null,null,null,null,null,null,null,null,null,null,null,null,null,null,null,null,null,null,null,null,null,null,null,null,null,null,null,null,null,null,null,null,null,null,null,null,null,null,null,null,null,25,18.23,328,583,729,1167,1458,912,1823,2734,3646,3281,4375]
[null,null,null,null,null,null,null,null,null,null,null,null,null,null,null,null,null,null,null,null,null,null,null,null,null,null,null,null,null,null,null,null,null,null,null,null,null,null,null,null,null,25.4,18.52,333,593,741,1185,1482,926,1852,2778,3704,3334,4445]
[null,null,null,null,null,null,null,null,null,null,null,null,null,null,null,null,null,null,null,null,null,null,null,null,null,null,null,null,null,null,null,null,null,null,null,null,null,null,null,null,null,26,18.96,341,607,758,1213,1517,948,1896,2844,3792,3413,4550]
[null,null,null,null,null,null,null,null,null,null,null,null,null,null,null,null,null,null,null,null,null,null,null,null,null,null,null,null,null,null,null,null,null,null,null,null,null,null,null,null,null,27,19.690000000000001,354,630,788,1260,1575,984,1969,2954,3938,null,4726]
[null,null,null,null,null,null,null,null,null,null,null,null,null,null,null,null,null,null,null,null,null,null,null,null,null,null,null,null,null,null,null,null,null,null,null,null,null,null,null,null,null,28,20.420000000000002,368,653,817,1307,1634,1021,2042,3063,4084,3544,4901]
[null,null,null,null,null,null,null,null,null,null,null,null,null,null,null,null,null,null,null,null,null,null,null,null,null,null,null,null,null,null,null,null,null,null,null,null,null,null,null,null,null,29,21.15,381,677,846,1354,1692,1058,2115,3172,4230,3676,5076]
[null,null,null,null,null,null,null,null,null,null,null,null,null,null,null,null,null,null,null,null,null,null,null,null,null,null,null,null,null,null,null,null,null,null,null,null,null,null,null,null,null,30,21.88,394,700,875,1400,1750,1094,2188,3282,4376,3807,5251]
[null,null,null,null,null,null,null,null,null,null,null,null,null,null,null,null,null,null,null,null,null,null,null,null,null,null,null,null,null,null,null,null,null,null,null,null,null,null,null,null,null,32,23.34,420,747,934,1494,1867,1167,2334,3501,4668,3938,5602]
[null,null,null,null,null,null,null,null,null,null,null,null,null,null,null,null,null,null,null,null,null,null,null,null,null,null,null,null,null,null,null,null,null,null,null,null,null,null,null,null,null,34,24.8,446,794,992,1587,1984,1240,2480,3720,4960,4201,5952]
[null,null,null,null,null,null,null,null,null,null,null,null,null,null,null,null,null,null,null,null,null,null,null,null,null,null,null,null,null,null,null,null,null,null,null,null,null,null,null,null,null,36,26.25,472,840,1050,1680,2100,1312,2625,3938,5250,4464,6300]
[null,null,null,null,null,null,null,null,null,null,null,null,null,null,null,null,null,null,null,null,null,null,null,null,null,null,null,null,null,null,null,null,null,null,null,null,null,null,null,null,null,38,27.71,499,887,1108,1773,2217,1386,2771,4156,5542,4725,6650]
[null,null,null,null,null,null,null,null,null,null,null,null,null,null,null,null,null,null,null,null,null,null,null,null,null,null,null,null,null,null,null,null,null,null,null,null,null,null,null,null,null,40,29.17,525,933,1167,1867,2334,1458,2917,4376,5834,4988,7001]
[null,null,null,null,null,null,null,null,null,null,null,null,null,null,null,null,null,null,null,null,null,null,null,null,null,null,null,null,null,null,null,null,null,null,null,null,null,null,null,null,null,45,32.82,591,1050,1313,2100,2626,1614,3282,4923,6564,5251,7877]
[null,null,null,null,null,null,null,null,null,null,null,null,null,null,null,null,null,null,null,null,null,null,null,null,null,null,null,null,null,null,null,null,null,null,null,null,null,null,null,null,null,50,36.46,656,1167,1458,2333,2917,1823,3646,5469,7292,5908,8750]
[null,null,null,null,null,null,null,null,null,null,null,null,null,null,null,null,null,null,null,null,null,null,null,null,null,null,null,null,null,null,null,null,null,null,null,null,null,null,null,null,null,55,40.11,722,1254,1604,2567,3209,2006,4011,6016,8022,6563,9626]
[null,null,null,null,null,null,null,null,null,null,null,null,null,null,null,null,null,null,null,null,null,null,null,null,null,null,null,null,null,null,null,null,null,null,null,null,null,null,null,null,null,60,43.76,788,1400,1750,2801,3501,2188,4376,6564,8752,7220,10502]
[null,null,null,null,null,null,null,null,null,null,null,null,null,null,null,null,null,null,null,null,null,null,null,null,null,null,null,null,null,null,null,null,null,null,null,null,null,null,null,null,null,65,47.4,853,1517,1896,3034,3792,2370,4740,7110,9480,7877,11376]
[null,null,null,null,null,null,null,null,null,null,null,null,null,null,null,null,null,null,null,null,null,null,null,null,null,null,null,null,null,null,null,null,null,null,null,null,null,null,null,null,null,70,51.05,919,1634,2042,3267,4084,2552,5104,7658,10210,9189,12252]
[]
[]
[null,null,null,null,null,null,null,null,null,null,null,null,null,null,null,null,null,null,null,null,null,null,null,null,null,null,null,null,null,null,null,null,null,null,null,null,null,null,null,null,null,"SecID","SectionName","Shape","PriShape",null,"Weight","Depth","Width","TWeb","TFlange","XSArea","MomIx","MomIy","RadRx","RadRy","ModSx","ModSy","RadJ","RadE","Cx","Cy"]
[null,null,null,null,null,null,null,null,null,null,null,null,null,null,null,null,null,null,null,null,null,null,null,null,null,null,null,null,null,null,null,null,null,null,null,null,null,null,null,null,null,1,"C 50x25x3.86 Kg/m","C","C",null,3.9000000953674316,50,25,5,6,4.9200000762939453,16.799999237060547,2.4900000095367432,1.8500000238418579,0.70999997854232788,6.73,1.4800000190734863,6,3,2.5,0.81000000238418579]
[null,null,null,null,null,null,null,null,null,null,null,null,null,null,null,null,null,null,null,null,null,null,null,null,null,null,null,null,null,null,null,null,null,null,null,null,null,null,null,null,null,2,"C 75x40x6.92 Kg/m","C","C",null,6.9000000953674316,75,40,5,7,8.8179998397827148,75.300003051757813,12.199999809265137,2.9200000762939453,1.1699999570846558,20.100000000000001,4.4699997901916504,8,4,3.75,1.2799999713897705]
[null,null,null,null,null,null,null,null,null,null,null,null,null,null,null,null,null,null,null,null,null,null,null,null,null,null,null,null,null,null,null,null,null,null,null,null,null,null,null,null,null,3,"C 100x50x9.36 Kg/m","C","C",null,9.3000001907348633,100,50,5,7.5,11.920000076293945,188,26,3.9700000286102295,1.4800000190734863,37.6,7.5199999809265137,8,4,5,1.5399999618530273]
[null,null,null,null,null,null,null,null,null,null,null,null,null,null,null,null,null,null,null,null,null,null,null,null,null,null,null,null,null,null,null,null,null,null,null,null,null,null,null,null,null,4,"C 125x65x13.4 Kg/m","C","C",null,13.399999618530273,125,65,6,8,17.110000610351563,424,61.799999237060547,4.9800000190734863,1.8999999761581421,67.8,13.399999618530273,8,4,6.25,1.8999999761581421]
[null,null,null,null,null,null,null,null,null,null,null,null,null,null,null,null,null,null,null,null,null,null,null,null,null,null,null,null,null,null,null,null,null,null,null,null,null,null,null,null,null,5,"C 150x75x18.6 Kg/m","C","C",null,18.600000381469727,150,75,6.5,10,23.709999084472656,861,117,6.0300002098083496,2.2200000286102295,115,22.399999618530273,10,5,7.5,2.2799999713897705]
[null,null,null,null,null,null,null,null,null,null,null,null,null,null,null,null,null,null,null,null,null,null,null,null,null,null,null,null,null,null,null,null,null,null,null,null,null,null,null,null,null,6,"C 150x75x24 Kg/m","C","C",null,24,150,75,9,12.5,30.590000152587891,1050,147,5.8600001335144043,2.190000057220459,140,28.299999237060547,15,7.5,7.5,2.309999942779541]
[null,null,null,null,null,null,null,null,null,null,null,null,null,null,null,null,null,null,null,null,null,null,null,null,null,null,null,null,null,null,null,null,null,null,null,null,null,null,null,null,null,7,"C 180x75x21.4 Kg/m","C","C",null,21.399999618530273,180,75,7,10.5,27.200000762939453,1380,131,7.119999885559082,2.190000057220459,153,24.299999237060547,11,5.5,9,2.130000114440918]
[null,null,null,null,null,null,null,null,null,null,null,null,null,null,null,null,null,null,null,null,null,null,null,null,null,null,null,null,null,null,null,null,null,null,null,null,null,null,null,null,null,8,"C 200x80x24.6 Kg/m","C","C",null,24.600000381469727,200,80,7.5,11,31.329999923706055,1950,168,7.880000114440918,2.3199999332427979,195,29.100000381469727,12,6,10,2.2100000381469727]
[null,null,null,null,null,null,null,null,null,null,null,null,null,null,null,null,null,null,null,null,null,null,null,null,null,null,null,null,null,null,null,null,null,null,null,null,null,null,null,null,null,9,"C 200x90x30.3 Kg/m","C","C",null,30.299999237060547,200,90,8,13.5,38.650001525878906,2490,277,8.0200004577636719,2.6800000667572021,249,44.200000762939453,14,7,10,2.7400000095367432]
[null,null,null,null,null,null,null,null,null,null,null,null,null,null,null,null,null,null,null,null,null,null,null,null,null,null,null,null,null,null,null,null,null,null,null,null,null,null,null,null,null,10,"C 250x90x34.6 Kg/m","C","C",null,34.599998474121094,250,90,9,13,44.069999694824219,4180,294,9.7399997711181641,2.5799999237060547,334,44.5,14,7,12.5,2.4000000953674316]
[null,null,null,null,null,null,null,null,null,null,null,null,null,null,null,null,null,null,null,null,null,null,null,null,null,null,null,null,null,null,null,null,null,null,null,null,null,null,null,null,null,11,"C 250x90x40.2 Kg/m","C","C",null,40.099998474121094,250,90,11,14.5,51.169998168945313,4680,329,9.5600004196166992,2.5399999618530273,374,49.900001525878906,17,8.5,12.5,2.4000000953674316]
[null,null,null,null,null,null,null,null,null,null,null,null,null,null,null,null,null,null,null,null,null,null,null,null,null,null,null,null,null,null,null,null,null,null,null,null,null,null,null,null,null,12,"C 300x90x38.1 Kg/m","C","C",null,38.099998474121094,300,90,9,13,48.569999694824219,6440,309,11.5,2.5199999809265137,429,45.700000762939453,14,7,15,2.2200000286102295]
[null,null,null,null,null,null,null,null,null,null,null,null,null,null,null,null,null,null,null,null,null,null,null,null,null,null,null,null,null,null,null,null,null,null,null,null,null,null,null,null,null,13,"C 300x90x43.8 Kg/m","C","C",null,43.700000762939453,300,90,10,15.5,55.740001678466797,7410,360,11.5,2.5399999618530273,494,54.099998474121094,19,9.5,15,2.3399999141693115]
[null,null,null,null,null,null,null,null,null,null,null,null,null,null,null,null,null,null,null,null,null,null,null,null,null,null,null,null,null,null,null,null,null,null,null,null,null,null,null,null,null,14,"C 300x90x48.6 Kg/m","C","C",null,48.5,300,90,12,16,61.900001525878906,7870,379,11.300000190734863,2.4800000190734863,525,56.400001525878906,19,9.5,15,2.2799999713897705]
[null,null,null,null,null,null,null,null,null,null,null,null,null,null,null,null,null,null,null,null,null,null,null,null,null,null,null,null,null,null,null,null,null,null,null,null,null,null,null,null,null,15,"C 380x100x54.5 Kg/m","C","C",null,54.400001525878906,380,100,10.5,16,69.389999389648438,14500,535,14.5,2.7799999713897705,763,70.5,18,9,19,2.4100000858306885]
[null,null,null,null,null,null,null,null,null,null,null,null,null,null,null,null,null,null,null,null,null,null,null,null,null,null,null,null,null,null,null,null,null,null,null,null,null,null,null,null,null,16,"C 380x100x62 Kg/m","C","C",null,62,380,100,13,16.5,78.959999084472656,15600,565,14.100000381469727,2.6700000762939453,823,73.599998474121094,18,9,19,2.3299999237060547]
[null,null,null,null,null,null,null,null,null,null,null,null,null,null,null,null,null,null,null,null,null,null,null,null,null,null,null,null,null,null,null,null,null,null,null,null,null,null,null,null,null,17,"C 380x100x67.3 Kg/m","C","C",null,67.199996948242187,380,100,13,20,85.709999084472656,17600,655,14.300000190734863,2.7599999904632568,926,87.800003051757813,24,12,19,2.5399999618530273]
[null,null,null,null,null,null,null,null,null,null,null,null,null,null,null,null,null,null,null,null,null,null,null,null,null,null,null,null,null,null,null,null,null,null,null,null,null,null,null,null,null,18,"I  100x75x12.9 Kg/m","I","I",null,12.899999618530273,100,75,5,8,16.430000305175781,281,47.299999237060547,4.1399998664855957,1.7000000476837158,56.2,12.600000381469727,7,3.5,5,3.75]
[null,null,null,null,null,null,null,null,null,null,null,null,null,null,null,null,null,null,null,null,null,null,null,null,null,null,null,null,null,null,null,null,null,null,null,null,null,null,null,null,null,19,"I  125x75x16.1 Kg/m","I","I",null,16.100000381469727,125,75,5.5,9.5,20.450000762939453,538,57.5,5.130000114440918,1.6799999475479126,86,15.300000190734863,9,4.5,6.25,3.75]
[null,null,null,null,null,null,null,null,null,null,null,null,null,null,null,null,null,null,null,null,null,null,null,null,null,null,null,null,null,null,null,null,null,null,null,null,null,null,null,null,null,20,"I  150x75x17.1 Kg/m","I","I",null,17.100000381469727,150,75,5.5,9.5,21.829999923706055,819,57.5,6.119999885559082,1.6200000047683716,109,15.300000190734863,9,4.5,7.5,3.75]
[null,null,null,null,null,null,null,null,null,null,null,null,null,null,null,null,null,null,null,null,null,null,null,null,null,null,null,null,null,null,null,null,null,null,null,null,null,null,null,null,null,21,"I  150x125x36.2 Kg/m","I","I",null,36.200000762939453,150,125,8.5,14,46.150001525878906,1760,385,6.179999828338623,2.8900001049041748,235,61.599998474121094,13,6.5,7.5,6.25]
[null,null,null,null,null,null,null,null,null,null,null,null,null,null,null,null,null,null,null,null,null,null,null,null,null,null,null,null,null,null,null,null,null,null,null,null,null,null,null,null,null,22,"I  180x100x23.6 Kg/m","I","I",null,23.600000381469727,180,100,6,10,30.059999465942383,1670,138,7.4499998092651367,2.1400001049041748,186,27.5,10,5,9,5]
[null,null,null,null,null,null,null,null,null,null,null,null,null,null,null,null,null,null,null,null,null,null,null,null,null,null,null,null,null,null,null,null,null,null,null,null,null,null,null,null,null,23,"I  200x100x26 Kg/m","I","I",null,26,200,100,7,10,33.060001373291016,2170,138,8.1099996566772461,2.0499999523162842,217,27.700000762939453,10,5,10,5]
[null,null,null,null,null,null,null,null,null,null,null,null,null,null,null,null,null,null,null,null,null,null,null,null,null,null,null,null,null,null,null,null,null,null,null,null,null,null,null,null,null,24,"I  200x150x50.4 Kg/m","I","I",null,50.299999237060547,200,150,9,16,64.160003662109375,4460,753,8.3400001525878906,3.4300000667572021,446,100,15,7.5,10,7.5]
[null,null,null,null,null,null,null,null,null,null,null,null,null,null,null,null,null,null,null,null,null,null,null,null,null,null,null,null,null,null,null,null,null,null,null,null,null,null,null,null,null,25,"I  250x125x38.3 Kg/m","I","I",null,38.299999237060547,250,125,7.5,12.5,48.790000915527344,5180,337,10.300000190734863,2.630000114440918,414,53.900001525878906,12,6,12.5,6.25]
[null,null,null,null,null,null,null,null,null,null,null,null,null,null,null,null,null,null,null,null,null,null,null,null,null,null,null,null,null,null,null,null,null,null,null,null,null,null,null,null,null,26,"I  250x125x55.5 Kg/m","I","I",null,55.400001525878906,250,125,10,19,70.730003356933594,7310,538,10.199999809265137,2.7599999904632568,858,86,21,10.5,12.5,6.25]
[null,null,null,null,null,null,null,null,null,null,null,null,null,null,null,null,null,null,null,null,null,null,null,null,null,null,null,null,null,null,null,null,null,null,null,null,null,null,null,null,null,27,"I  300x150x48.3 Kg/m","I","I",null,48.200000762939453,300,150,8,13,61.580001831054687,9480,588,12.399999618530273,3.0899999141693115,632,78.400001525878906,12,6,15,7.5]
[null,null,null,null,null,null,null,null,null,null,null,null,null,null,null,null,null,null,null,null,null,null,null,null,null,null,null,null,null,null,null,null,null,null,null,null,null,null,null,null,null,28,"I  300x150x65.5 Kg/m","I","I",null,65.400001525878906,300,150,10,18.5,83.470001220703125,12700,886,12.300000190734863,3.2599999904632568,849,118,19,9.5,15,7.5]
[null,null,null,null,null,null,null,null,null,null,null,null,null,null,null,null,null,null,null,null,null,null,null,null,null,null,null,null,null,null,null,null,null,null,null,null,null,null,null,null,null,29,"I  300x150x76.8 Kg/m","I","I",null,76.699996948242188,300,150,11.5,22,97.879997253417969,14700,1080,12.199999809265137,3.3199999332427979,978,143,23,11.5,15,7.5]
[null,null,null,null,null,null,null,null,null,null,null,null,null,null,null,null,null,null,null,null,null,null,null,null,null,null,null,null,null,null,null,null,null,null,null,null,null,null,null,null,null,30,"I  350x150x58.5 Kg/m","I","I",null,58.400001525878906,350,150,9,15,74.580001831054688,15200,702,14.300000190734863,3.0699999332427979,870,93.5,13,6.5,17.5,7.5]
[null,null,null,null,null,null,null,null,null,null,null,null,null,null,null,null,null,null,null,null,null,null,null,null,null,null,null,null,null,null,null,null,null,null,null,null,null,null,null,null,null,31,"I  350x150x87.2 Kg/m","I","I",null,87.099998474121094,350,150,12,24,111.09999847412109,22400,1180,14.199999809265137,3.2599999904632568,1280,158,25,12.5,17.5,7.5]
[null,null,null,null,null,null,null,null,null,null,null,null,null,null,null,null,null,null,null,null,null,null,null,null,null,null,null,null,null,null,null,null,null,null,null,null,null,null,null,null,null,32,"I  400x150x72 Kg/m","I","I",null,71.900001525878906,400,150,10,18,91.730003356933594,24100,864,16.200000762939453,3.0699999332427979,1200,115,17,8.5,20,7.5]
[null,null,null,null,null,null,null,null,null,null,null,null,null,null,null,null,null,null,null,null,null,null,null,null,null,null,null,null,null,null,null,null,null,null,null,null,null,null,null,null,null,33,"I  400x150x95.8 Kg/m","I","I",null,95.699996948242188,400,150,12.5,25,122.09999847412109,31700,1240,16.100000381469727,3.1800000667572021,1580,165,27,13.5,20,7.5]
[null,null,null,null,null,null,null,null,null,null,null,null,null,null,null,null,null,null,null,null,null,null,null,null,null,null,null,null,null,null,null,null,null,null,null,null,null,null,null,null,null,34,"I  450x175x91.7 Kg/m","I","I",null,91.599998474121094,450,175,11,20,116.80000305175781,39200,1510,18.299999237060547,3.5999999046325684,1740,173,19,9.5,22.5,8.75]
[null,null,null,null,null,null,null,null,null,null,null,null,null,null,null,null,null,null,null,null,null,null,null,null,null,null,null,null,null,null,null,null,null,null,null,null,null,null,null,null,null,35,"I  450x175x115 Kg/m","I","I",null,114.90000152587891,450,175,13,26,146.10000610351562,48800,2020,18.299999237060547,3.7200000286102295,2170,231,27,13.5,22.5,8.75]
[null,null,null,null,null,null,null,null,null,null,null,null,null,null,null,null,null,null,null,null,null,null,null,null,null,null,null,null,null,null,null,null,null,null,null,null,null,null,null,null,null,36,"I  600x190x133 Kg/m","I","I",null,132.80000305175781,600,190,13,25,169.39999389648437,98400,2460,24.100000381469727,3.809999942779541,3280,259,25,12.5,30,9.5]
[null,null,null,null,null,null,null,null,null,null,null,null,null,null,null,null,null,null,null,null,null,null,null,null,null,null,null,null,null,null,null,null,null,null,null,null,null,null,null,null,null,37,"I  600x190x176 Kg/m","I","I",null,175.80000305175781,600,190,16,35,224.5,130000,3540,24.100000381469727,3.9700000286102295,4330,373,38,19,30,9.5]
[null,null,null,null,null,null,null,null,null,null,null,null,null,null,null,null,null,null,null,null,null,null,null,null,null,null,null,null,null,null,null,null,null,null,null,null,null,null,null,null,null,38,"H 100x50x9.3 Kg/m","H","H",null,9.3000001907348633,100,50,5,7,11.850000381469727,187,14.800000190734863,3.9800000190734863,1.1200000047683716,37.4,5.9200000762939453,8,0,5,2.5]
[null,null,null,null,null,null,null,null,null,null,null,null,null,null,null,null,null,null,null,null,null,null,null,null,null,null,null,null,null,null,null,null,null,null,null,null,null,null,null,null,null,39,"H 100x100x17.2 Kg/m","H","H",null,17.200000762939453,100,100,6,8,21.899999618530273,383,134,4.179999828338623,2.4700000286102295,76.599999999999994,26.799999237060547,10,0,5,5]
[null,null,null,null,null,null,null,null,null,null,null,null,null,null,null,null,null,null,null,null,null,null,null,null,null,null,null,null,null,null,null,null,null,null,null,null,null,null,null,null,null,40,"H 125x60x13.2 Kg/m","H","H",null,13.199999809265137,125,60,6,8,16.840000152587891,413,29.200000762939453,4.9499998092651367,1.3200000524520874,66.08,9.7333335876464844,9,0,6.25,3]
[null,null,null,null,null,null,null,null,null,null,null,null,null,null,null,null,null,null,null,null,null,null,null,null,null,null,null,null,null,null,null,null,null,null,null,null,null,null,null,null,null,41,"H 125x125x23.8 Kg/m","H","H",null,23.799999237060547,125,125,6.5,9,30.309999465942383,847,293,5.2899999618530273,3.1099998950958252,135.52000000000001,46.880001068115234,10,0,6.25,6.25]
[null,null,null,null,null,null,null,null,null,null,null,null,null,null,null,null,null,null,null,null,null,null,null,null,null,null,null,null,null,null,null,null,null,null,null,null,null,null,null,null,null,42,"H 148x100x21.1 Kg/m","H","H",null,21.100000381469727,148,100,6,9,26.840000152587891,1020,151,6.1700000762939453,2.369999885559082,137.84,30.200000762939453,11,0,7.4000000953674316,5]
[null,null,null,null,null,null,null,null,null,null,null,null,null,null,null,null,null,null,null,null,null,null,null,null,null,null,null,null,null,null,null,null,null,null,null,null,null,null,null,null,null,43,"H 150x75x14 Kg/m","H","H",null,14,150,75,5,7,17.850000381469727,666,49.5,6.1100001335144043,1.6599999666213989,88.8,13.199999809265137,8,0,7.5,3.75]
[null,null,null,null,null,null,null,null,null,null,null,null,null,null,null,null,null,null,null,null,null,null,null,null,null,null,null,null,null,null,null,null,null,null,null,null,null,null,null,null,null,44,"H 150x150x31.5 Kg/m","H","H",null,31.5,150,150,7,10,40.139999389648438,1640,563,6.3899998664855957,3.75,218.67,75.066673278808594,11,0,7.5,7.5]
[null,null,null,null,null,null,null,null,null,null,null,null,null,null,null,null,null,null,null,null,null,null,null,null,null,null,null,null,null,null,null,null,null,null,null,null,null,null,null,null,null,45,"H 175x90x18.1 Kg/m","H","H",null,18.100000381469727,175,90,5,8,23.040000915527344,1210,97.5,7.2600002288818359,2.059999942779541,138.29,21.666669845581055,9,0,8.75,4.5]
[null,null,null,null,null,null,null,null,null,null,null,null,null,null,null,null,null,null,null,null,null,null,null,null,null,null,null,null,null,null,null,null,null,null,null,null,null,null,null,null,null,46,"H 175x175x40.2 Kg/m","H","H",null,40.099998474121094,175,175,7.5,11,51.209999084472656,2880,984,7.5,4.380000114440918,329.14,112.45709991455078,12,0,8.75,8.75]
[null,null,null,null,null,null,null,null,null,null,null,null,null,null,null,null,null,null,null,null,null,null,null,null,null,null,null,null,null,null,null,null,null,null,null,null,null,null,null,null,null,47,"H 194x150x30.6 Kg/m","H","H",null,30.600000381469727,194,150,6,9,39.009998321533203,2690,507,8.3000001907348633,3.6099998950958252,277.32,67.599998474121094,13,0,9.6999998092651367,7.5]
[null,null,null,null,null,null,null,null,null,null,null,null,null,null,null,null,null,null,null,null,null,null,null,null,null,null,null,null,null,null,null,null,null,null,null,null,null,null,null,null,null,48,"H 198x99x18.2 Kg/m","H","H",null,18.200000762939453,198,99,4.5,7,23.180000305175781,1580,114,8.2600002288818359,2.2100000381469727,159.6,23.030300140380859,11,0,9.8999996185302734,4.9499998092651367]
[null,null,null,null,null,null,null,null,null,null,null,null,null,null,null,null,null,null,null,null,null,null,null,null,null,null,null,null,null,null,null,null,null,null,null,null,null,null,null,null,null,49,"H 200x100x21.3 Kg/m","H","H",null,21.299999237060547,200,100,5.5,8,27.159999847412109,1840,134,8.2399997711181641,2.2200000286102295,184,26.799999237060547,11,0,10,5]
[null,null,null,null,null,null,null,null,null,null,null,null,null,null,null,null,null,null,null,null,null,null,null,null,null,null,null,null,null,null,null,null,null,null,null,null,null,null,null,null,null,50,"H 200x200x49.9 Kg/m","H","H",null,49.799999237060547,200,200,8,12,63.529998779296875,4720,1600,8.619999885559082,5.0199999809265137,472,160,13,0,10,10]
[null,null,null,null,null,null,null,null,null,null,null,null,null,null,null,null,null,null,null,null,null,null,null,null,null,null,null,null,null,null,null,null,null,null,null,null,null,null,null,null,null,51,"H 200x204x56.2 Kg/m","H","H",null,56.099998474121094,200,204,12,12,71.529998779296875,4980,1700,8.3500003814697266,4.880000114440918,498,166.66670227050781,13,0,10,10.199999809265137]
[null,null,null,null,null,null,null,null,null,null,null,null,null,null,null,null,null,null,null,null,null,null,null,null,null,null,null,null,null,null,null,null,null,null,null,null,null,null,null,null,null,52,"H 208x202x65.7 Kg/m","H","H",null,65.599998474121094,208,202,10,16,83.69000244140625,6530,2200,8.8299999237060547,5.130000114440918,627.88,217.82179260253906,13,0,10.399999618530273,10.100000381469727]
[null,null,null,null,null,null,null,null,null,null,null,null,null,null,null,null,null,null,null,null,null,null,null,null,null,null,null,null,null,null,null,null,null,null,null,null,null,null,null,null,null,53,"H 244x175x44.1 Kg/m","H","H",null,44,244,175,7,11,56.240001678466797,6120,984,10.399999618530273,4.179999828338623,501.64,112.45709991455078,16,0,12.199999809265137,8.75]
[null,null,null,null,null,null,null,null,null,null,null,null,null,null,null,null,null,null,null,null,null,null,null,null,null,null,null,null,null,null,null,null,null,null,null,null,null,null,null,null,null,54,"H 244x252x64.4 Kg/m","H","H",null,64.300003051757812,244,252,11,11,82.05999755859375,8790,2940,10.300000190734863,5.9800000190734863,720.49,233.33329772949219,16,0,12.199999809265137,12.600000381469727]
[null,null,null,null,null,null,null,null,null,null,null,null,null,null,null,null,null,null,null,null,null,null,null,null,null,null,null,null,null,null,null,null,null,null,null,null,null,null,null,null,null,55,"H 248x124x25.7 Kg/m","H","H",null,25.700000762939453,248,124,5,8,32.680000305175781,3540,255,10.399999618530273,2.7899999618530273,285.48,41.1290283203125,12,0,12.399999618530273,6.1999998092651367]
[null,null,null,null,null,null,null,null,null,null,null,null,null,null,null,null,null,null,null,null,null,null,null,null,null,null,null,null,null,null,null,null,null,null,null,null,null,null,null,null,null,56,"H 248x249x66.5 Kg/m","H","H",null,66.400001525878906,248,249,8,13,84.699996948242188,9930,3350,10.800000190734863,6.2800002098083496,800.81,269.0762939453125,16,0,12.399999618530273,12.449999809265137]
[null,null,null,null,null,null,null,null,null,null,null,null,null,null,null,null,null,null,null,null,null,null,null,null,null,null,null,null,null,null,null,null,null,null,null,null,null,null,null,null,null,57,"H 250x125x29.6 Kg/m","H","H",null,29.600000381469727,250,125,6,9,37.659999847412109,4050,294,10.399999618530273,2.7899999618530273,324,47.040000915527344,12,0,12.5,6.25]
[null,null,null,null,null,null,null,null,null,null,null,null,null,null,null,null,null,null,null,null,null,null,null,null,null,null,null,null,null,null,null,null,null,null,null,null,null,null,null,null,null,58,"H 250x250x72.4 Kg/m","H","H",null,72.300003051757813,250,250,9,14,92.180000305175781,10800,3650,10.800000190734863,6.2899999618530273,864,292,16,0,12.5,12.5]
[null,null,null,null,null,null,null,null,null,null,null,null,null,null,null,null,null,null,null,null,null,null,null,null,null,null,null,null,null,null,null,null,null,null,null,null,null,null,null,null,null,59,"H 250x255x82.2 Kg/m","H","H",null,82.099998474121094,250,255,14,14,104.69999694824219,11500,3880,10.5,6.0900001525878906,920,304.31369018554687,16,0,12.5,12.75]
[null,null,null,null,null,null,null,null,null,null,null,null,null,null,null,null,null,null,null,null,null,null,null,null,null,null,null,null,null,null,null,null,null,null,null,null,null,null,null,null,null,60,"H 294x200x56.8 Kg/m","H","H",null,56.700000762939453,294,200,8,12,72.379997253417969,11300,1600,12.494819641113281,4.7016539573669434,768.71,160,18,0,14.699999809265137,10]
[null,null,null,null,null,null,null,null,null,null,null,null,null,null,null,null,null,null,null,null,null,null,null,null,null,null,null,null,null,null,null,null,null,null,null,null,null,null,null,null,null,61,"H 294x302x84.5 Kg/m","H","H",null,84.400001525878906,294,302,12,12,107.69999694824219,16900,5520,12.526670455932617,7.159153938293457,1149.6600000000001,365.56289672851563,18,0,14.699999809265137,15.100000381469727]
[null,null,null,null,null,null,null,null,null,null,null,null,null,null,null,null,null,null,null,null,null,null,null,null,null,null,null,null,null,null,null,null,null,null,null,null,null,null,null,null,null,62,"H 298x149x32 Kg/m","H","H",null,32,298,149,5.5,8,40.799999237060547,6320,442,3.9357590675354004,1.0408329963684082,424.16,59.328861236572266,13,0,14.899999618530273,7.4499998092651367]
[null,null,null,null,null,null,null,null,null,null,null,null,null,null,null,null,null,null,null,null,null,null,null,null,null,null,null,null,null,null,null,null,null,null,null,null,null,null,null,null,null,63,"H 298x201x65.4 Kg/m","H","H",null,65.300003051757812,298,201,9,14,83.360000610351563,13300,1900,12.631270408630371,4.7741708755493164,892.62,189.05470275878906,18,0,14.899999618530273,10.050000190734863]
[null,null,null,null,null,null,null,null,null,null,null,null,null,null,null,null,null,null,null,null,null,null,null,null,null,null,null,null,null,null,null,null,null,null,null,null,null,null,null,null,null,64,"H 298x299x87 Kg/m","H","H",null,86.900001525878906,298,299,9,14,110.80000305175781,18800,6240,13.02593994140625,7.5045108795166016,1261.74,417.39129638671875,18,0,14.899999618530273,14.949999809265137]
[null,null,null,null,null,null,null,null,null,null,null,null,null,null,null,null,null,null,null,null,null,null,null,null,null,null,null,null,null,null,null,null,null,null,null,null,null,null,null,null,null,65,"H 300x150x36.7 Kg/m","H","H",null,36.700000762939453,300,150,6.5,9,46.779998779296875,7210,508,12.414739608764648,3.2953519821166992,480.67,67.733329772949219,13,0,15,7.5]
[null,null,null,null,null,null,null,null,null,null,null,null,null,null,null,null,null,null,null,null,null,null,null,null,null,null,null,null,null,null,null,null,null,null,null,null,null,null,null,null,null,66,"H 300x300x94 Kg/m","H","H",null,93.900001525878906,300,300,10,15,119.80000305175781,20400,6750,13.049280166625977,7.5062580108642578,1360,450,18,0,15,15]
[null,null,null,null,null,null,null,null,null,null,null,null,null,null,null,null,null,null,null,null,null,null,null,null,null,null,null,null,null,null,null,null,null,null,null,null,null,null,null,null,null,67,"H 300x305x106 Kg/m","H","H",null,105.90000152587891,300,305,15,15,134.80000305175781,21500,7100,12.629159927368164,7.2574529647827148,1433.33,465.57379150390625,18,0,15,15.25]
[null,null,null,null,null,null,null,null,null,null,null,null,null,null,null,null,null,null,null,null,null,null,null,null,null,null,null,null,null,null,null,null,null,null,null,null,null,null,null,null,null,68,"H 304x301x106 Kg/m","H","H",null,105.90000152587891,304,301,11,17,134.80000305175781,23400,7730,13.175370216369629,7.5725960731506348,1539.47,513.62127685546875,18,0,15.199999809265137,15.050000190734863]
[null,null,null,null,null,null,null,null,null,null,null,null,null,null,null,null,null,null,null,null,null,null,null,null,null,null,null,null,null,null,null,null,null,null,null,null,null,null,null,null,null,69,"H 336x249x69.2 Kg/m","H","H",null,69.099998474121094,336,249,8,12,88.150001525878906,18500,3090,14.486869812011719,5.9206318855285645,1101.19,248.19279479980469,20,0,16.799999237060547,12.449999809265137]
[null,null,null,null,null,null,null,null,null,null,null,null,null,null,null,null,null,null,null,null,null,null,null,null,null,null,null,null,null,null,null,null,null,null,null,null,null,null,null,null,null,70,"H 338x351x106 Kg/m","H","H",null,105.90000152587891,338,351,13,13,135.30000305175781,28200,9380,14.436960220336914,8.3263092041015625,1668.64,534.4730224609375,20,0,16.899999618530273,17.549999237060547]
[null,null,null,null,null,null,null,null,null,null,null,null,null,null,null,null,null,null,null,null,null,null,null,null,null,null,null,null,null,null,null,null,null,null,null,null,null,null,null,null,null,71,"H 340x250x79.7 Kg/m","H","H",null,79.599998474121094,340,250,9,14,101.5,21700,3650,14.621669769287109,5.9967150688171387,1276.47,292,20,0,17,12.5]
[null,null,null,null,null,null,null,null,null,null,null,null,null,null,null,null,null,null,null,null,null,null,null,null,null,null,null,null,null,null,null,null,null,null,null,null,null,null,null,null,null,72,"H 344x348x115 Kg/m","H","H",null,114.90000152587891,344,348,10,16,146,33300,11200,15.102390289306641,8.7585573196411133,1936.05,643.67822265625,20,0,17.200000762939453,17.399999618530273]
[null,null,null,null,null,null,null,null,null,null,null,null,null,null,null,null,null,null,null,null,null,null,null,null,null,null,null,null,null,null,null,null,null,null,null,null,null,null,null,null,null,73,"H 344x354x131 Kg/m","H","H",null,130.80000305175781,344,354,16,16,166.60000610351562,35300,11800,14.556260108947754,8.4159555435180664,2052.33,666.66668701171875,20,0,17.200000762939453,17.700000762939453]
[null,null,null,null,null,null,null,null,null,null,null,null,null,null,null,null,null,null,null,null,null,null,null,null,null,null,null,null,null,null,null,null,null,null,null,null,null,null,null,null,null,74,"H 346x174x41.4 Kg/m","H","H",null,41.299999237060547,346,174,6,9,52.680000305175781,11100,792,14.515720367431641,3.877392053604126,641.62,91.034477233886719,14,0,17.299999237060547,8.6999998092651367]
[null,null,null,null,null,null,null,null,null,null,null,null,null,null,null,null,null,null,null,null,null,null,null,null,null,null,null,null,null,null,null,null,null,null,null,null,null,null,null,null,null,75,"H 350x175x49.6 Kg/m","H","H",null,49.5,350,175,7,11,63.139999389648438,13600,984,14.67632007598877,3.9477100372314453,777.14,112.45709991455078,14,0,17.5,8.75]
[null,null,null,null,null,null,null,null,null,null,null,null,null,null,null,null,null,null,null,null,null,null,null,null,null,null,null,null,null,null,null,null,null,null,null,null,null,null,null,null,null,76,"H 350x350x137 Kg/m","H","H",null,136.80000305175781,350,350,12,19,173.89999389648437,40300,13600,15.223090171813965,8.8434076309204102,2302.86,777.14288330078125,20,0,17.5,17.5]
[null,null,null,null,null,null,null,null,null,null,null,null,null,null,null,null,null,null,null,null,null,null,null,null,null,null,null,null,null,null,null,null,null,null,null,null,null,null,null,null,null,77,"H 350x357x156 Kg/m","H","H",null,155.80000305175781,350,357,19,19,198.39999389648437,42800,14400,14.687609672546387,8.5194272994995117,2445.71,806.72271728515625,20,0,17.5,17.850000381469727]
[null,null,null,null,null,null,null,null,null,null,null,null,null,null,null,null,null,null,null,null,null,null,null,null,null,null,null,null,null,null,null,null,null,null,null,null,null,null,null,null,null,78,"H 354x176x57.8 Kg/m","H","H",null,57.700000762939453,354,176,8,13,73.680000305175781,16100,1180,14.782170295715332,4.0019001960754395,909.6,134.09089660644531,14,0,17.700000762939453,8.8000001907348633]
[null,null,null,null,null,null,null,null,null,null,null,null,null,null,null,null,null,null,null,null,null,null,null,null,null,null,null,null,null,null,null,null,null,null,null,null,null,null,null,null,null,79,"H 386x299x94.3 Kg/m","H","H",null,94.199996948242188,386,299,9,14,120.09999847412109,33700,6240,16.751100540161133,7.2080998420715332,1746.11,417.39129638671875,22,0,19.299999237060547,14.949999809265137]
[null,null,null,null,null,null,null,null,null,null,null,null,null,null,null,null,null,null,null,null,null,null,null,null,null,null,null,null,null,null,null,null,null,null,null,null,null,null,null,null,null,80,"H 388x402x140 Kg/m","H","H",null,139.80000305175781,388,402,15,15,178.5,49000,16300,16.568340301513672,9.5559682846069336,2525.77,810.9453125,22,0,19.399999618530273,20.100000381469727]
[null,null,null,null,null,null,null,null,null,null,null,null,null,null,null,null,null,null,null,null,null,null,null,null,null,null,null,null,null,null,null,null,null,null,null,null,null,null,null,null,null,81,"H 390x300x107 Kg/m","H","H",null,106.90000152587891,390,300,10,16,136,38700,7210,16.868869781494141,7.2811198234558105,1984.62,480.66668701171875,22,0,19.5,15]
[null,null,null,null,null,null,null,null,null,null,null,null,null,null,null,null,null,null,null,null,null,null,null,null,null,null,null,null,null,null,null,null,null,null,null,null,null,null,null,null,null,82,"H 394x398x147 Kg/m","H","H",null,146.80000305175781,394,398,11,18,186.80000305175781,56100,18900,17.329780578613281,10.058710098266602,2847.72,949.74871826171875,22,0,19.700000762939453,19.899999618530273]
[null,null,null,null,null,null,null,null,null,null,null,null,null,null,null,null,null,null,null,null,null,null,null,null,null,null,null,null,null,null,null,null,null,null,null,null,null,null,null,null,null,83,"H 396x199x56.6 Kg/m","H","H",null,56.5,396,199,7,11,72.160003662109375,20000,1450,16.64818000793457,4.482658863067627,1010.1,145.72860717773437,16,0,19.799999237060547,9.9499998092651367]
[null,null,null,null,null,null,null,null,null,null,null,null,null,null,null,null,null,null,null,null,null,null,null,null,null,null,null,null,null,null,null,null,null,null,null,null,null,null,null,null,null,84,"H 400x200x66 Kg/m","H","H",null,65.900001525878906,400,200,8,13,84.120002746582031,23700,1740,16.785120010375977,4.5480480194091797,1185,174,16,0,20,10]
[null,null,null,null,null,null,null,null,null,null,null,null,null,null,null,null,null,null,null,null,null,null,null,null,null,null,null,null,null,null,null,null,null,null,null,null,null,null,null,null,null,85,"H 400x400x172 Kg/m","H","H",null,171.80000305175781,400,400,13,21,218.69999694824219,66600,22400,17.450700759887695,10.120450019836426,3330,1120,22,0,20,20]
[null,null,null,null,null,null,null,null,null,null,null,null,null,null,null,null,null,null,null,null,null,null,null,null,null,null,null,null,null,null,null,null,null,null,null,null,null,null,null,null,null,86,"H 400x408x197 Kg/m","H","H",null,196.69999694824219,400,408,21,21,250.69999694824219,70900,23800,16.816900253295898,9.7434177398681641,3545,1166.6669921875,22,0,20,20.399999618530273]
[null,null,null,null,null,null,null,null,null,null,null,null,null,null,null,null,null,null,null,null,null,null,null,null,null,null,null,null,null,null,null,null,null,null,null,null,null,null,null,null,null,87,"H 404x201x75.5 Kg/m","H","H",null,75.400001525878906,404,201,9,15,96.160003662109375,27500,2030,16.910989761352539,4.5946331024169922,1361.39,201.99009704589844,16,0,20.200000762939453,10.050000190734863]
[null,null,null,null,null,null,null,null,null,null,null,null,null,null,null,null,null,null,null,null,null,null,null,null,null,null,null,null,null,null,null,null,null,null,null,null,null,null,null,null,null,88,"H 414x405x232 Kg/m","H","H",null,231.69999694824219,414,405,18,28,295.39999389648437,92800,31000,17.72429084777832,10.244139671325684,4483.09,1530.864013671875,22,0,20.700000762939453,20.25]
[null,null,null,null,null,null,null,null,null,null,null,null,null,null,null,null,null,null,null,null,null,null,null,null,null,null,null,null,null,null,null,null,null,null,null,null,null,null,null,null,null,89,"H 428x407x283 Kg/m","H","H",null,282.60000610351562,428,407,20,35,360.70001220703125,119000,39400,18.163539886474609,10.451410293579102,5560.75,1936.1180419921875,22,0,21.399999618530273,20.350000381469727]
[null,null,null,null,null,null,null,null,null,null,null,null,null,null,null,null,null,null,null,null,null,null,null,null,null,null,null,null,null,null,null,null,null,null,null,null,null,null,null,null,null,90,"H 434x299x106 Kg/m","H","H",null,105.90000152587891,434,299,10,15,135,46800,6690,18.618989944458008,7.0395708084106445,2156.6799999999998,447.49160766601562,24,0,21.700000762939453,14.949999809265137]
[null,null,null,null,null,null,null,null,null,null,null,null,null,null,null,null,null,null,null,null,null,null,null,null,null,null,null,null,null,null,null,null,null,null,null,null,null,null,null,null,null,91,"H 440x300x124 Kg/m","H","H",null,123.80000305175781,440,300,11,18,157.39999389648437,56100,8110,18.878999710083008,7.1780757904052734,2550,540.66668701171875,24,0,22,15]
[null,null,null,null,null,null,null,null,null,null,null,null,null,null,null,null,null,null,null,null,null,null,null,null,null,null,null,null,null,null,null,null,null,null,null,null,null,null,null,null,null,92,"H 446x199x66.2 Kg/m","H","H",null,66.099998474121094,446,199,8,12,84.300003051757813,28700,1580,18.451309204101563,4.3292708396911621,1287,158.79400634765625,18,0,22.299999237060547,9.9499998092651367]
[null,null,null,null,null,null,null,null,null,null,null,null,null,null,null,null,null,null,null,null,null,null,null,null,null,null,null,null,null,null,null,null,null,null,null,null,null,null,null,null,null,93,"H 446x302x145 Kg/m","H","H",null,144.80000305175781,446,302,13,21,184.30000305175781,66400,9660,18.981100082397461,7.2397890090942383,2977.58,639.735107421875,24,0,22.299999237060547,15.100000381469727]
[null,null,null,null,null,null,null,null,null,null,null,null,null,null,null,null,null,null,null,null,null,null,null,null,null,null,null,null,null,null,null,null,null,null,null,null,null,null,null,null,null,94,"H 450x200x76 Kg/m","H","H",null,75.900001525878906,450,200,9,14,96.760002136230469,33500,1870,18.60692024230957,4.3961539268493652,1488.89,187,18,0,22.5,10]
[null,null,null,null,null,null,null,null,null,null,null,null,null,null,null,null,null,null,null,null,null,null,null,null,null,null,null,null,null,null,null,null,null,null,null,null,null,null,null,null,null,95,"H 456x201x88.9 Kg/m","H","H",null,88.800003051757813,456,201,10,17,113.30000305175781,40400,2310,18.883209228515625,4.5153460502624512,1771.93,229.85079956054687,18,0,22.799999237060547,10.050000190734863]
[null,null,null,null,null,null,null,null,null,null,null,null,null,null,null,null,null,null,null,null,null,null,null,null,null,null,null,null,null,null,null,null,null,null,null,null,null,null,null,null,null,96,"H 458x417x415 Kg/m","H","H",null,414.5,458,417,30,50,528.5999755859375,187000,60500,18.808629989624023,10.698280334472656,8165.94,2901.678955078125,22,0,22.899999618530273,20.850000381469727]
[null,null,null,null,null,null,null,null,null,null,null,null,null,null,null,null,null,null,null,null,null,null,null,null,null,null,null,null,null,null,null,null,null,null,null,null,null,null,null,null,null,97,"H 482x300x114 Kg/m","H","H",null,113.90000152587891,482,300,11,15,145.5,60400,6760,20.374500274658203,6.8161931037902832,2506.2199999999998,450.66668701171875,26,0,24.100000381469727,15]
[null,null,null,null,null,null,null,null,null,null,null,null,null,null,null,null,null,null,null,null,null,null,null,null,null,null,null,null,null,null,null,null,null,null,null,null,null,null,null,null,null,98,"H 488x300x128 Kg/m","H","H",null,127.80000305175781,488,300,11,18,163.5,71000,8110,20.838680267333984,7.0429010391235352,2909.84,540.66668701171875,26,0,24.399999618530273,15]
[null,null,null,null,null,null,null,null,null,null,null,null,null,null,null,null,null,null,null,null,null,null,null,null,null,null,null,null,null,null,null,null,null,null,null,null,null,null,null,null,null,99,"H 494x302x150 Kg/m","H","H",null,149.80000305175781,494,302,13,21,191.39999389648437,83800,9660,20.924299240112305,7.1042389869689941,3392.71,639.735107421875,26,0,24.700000762939453,15.100000381469727]
[null,null,null,null,null,null,null,null,null,null,null,null,null,null,null,null,null,null,null,null,null,null,null,null,null,null,null,null,null,null,null,null,null,null,null,null,null,null,null,null,null,100,"H 496x199x79.5 Kg/m","H","H",null,79.400001525878906,496,199,9,14,101.30000305175781,41900,1840,20.33772087097168,4.261909008026123,1689.52,184.92460632324219,20,0,24.799999237060547,9.9499998092651367]
[null,null,null,null,null,null,null,null,null,null,null,null,null,null,null,null,null,null,null,null,null,null,null,null,null,null,null,null,null,null,null,null,null,null,null,null,null,null,null,null,null,101,"H 498x432x605 Kg/m","H","H",null,604.20001220703125,498,432,45,70,770.0999755859375,298000,94400,19.671369552612305,11.071649551391602,11967.87,4370.37109375,22,0,24.899999618530273,21.600000381469727]
[null,null,null,null,null,null,null,null,null,null,null,null,null,null,null,null,null,null,null,null,null,null,null,null,null,null,null,null,null,null,null,null,null,null,null,null,null,null,null,null,null,102,"H 500x200x89.6 Kg/m","H","H",null,89.5,500,200,10,16,114.19999694824219,47800,2140,20.458839416503906,4.3288631439208984,1912,214,20,0,25,10]
[null,null,null,null,null,null,null,null,null,null,null,null,null,null,null,null,null,null,null,null,null,null,null,null,null,null,null,null,null,null,null,null,null,null,null,null,null,null,null,null,null,103,"H 506x201x103 Kg/m","H","H",null,102.90000152587891,506,201,11,19,131.30000305175781,56500,2580,20.74397087097168,4.4327940940856934,2233.1999999999998,256.71640014648437,20,0,25.299999237060547,10.050000190734863]
[null,null,null,null,null,null,null,null,null,null,null,null,null,null,null,null,null,null,null,null,null,null,null,null,null,null,null,null,null,null,null,null,null,null,null,null,null,null,null,null,null,104,"H 582x300x137 Kg/m","H","H",null,136.80000305175781,582,300,12,17,174.5,103000,7670,24.295219421386719,6.6297931671142578,3539.52,511.33331298828125,28,0,29.100000381469727,15]
[null,null,null,null,null,null,null,null,null,null,null,null,null,null,null,null,null,null,null,null,null,null,null,null,null,null,null,null,null,null,null,null,null,null,null,null,null,null,null,null,null,105,"H 588x300x151 Kg/m","H","H",null,150.80000305175781,588,300,12,20,192.5,118000,9020,24.758579254150391,6.8452281951904297,4013.61,601.33331298828125,28,0,29.399999618530273,15]
[null,null,null,null,null,null,null,null,null,null,null,null,null,null,null,null,null,null,null,null,null,null,null,null,null,null,null,null,null,null,null,null,null,null,null,null,null,null,null,null,null,106,"H 594x302x175 Kg/m","H","H",null,174.80000305175781,594,302,14,23,222.39999389648437,137000,10600,24.819490432739258,6.9037580490112305,4612.79,701.98681640625,28,0,29.700000762939453,15.100000381469727]
[null,null,null,null,null,null,null,null,null,null,null,null,null,null,null,null,null,null,null,null,null,null,null,null,null,null,null,null,null,null,null,null,null,null,null,null,null,null,null,null,null,107,"H 596x199x94.6 Kg/m","H","H",null,94.5,596,199,10,15,120.5,68700,1980,23.877279281616211,4.0535831451416016,2305.37,198.9949951171875,22,0,29.799999237060547,9.9499998092651367]
[null,null,null,null,null,null,null,null,null,null,null,null,null,null,null,null,null,null,null,null,null,null,null,null,null,null,null,null,null,null,null,null,null,null,null,null,null,null,null,null,null,108,"H 600x200x106 Kg/m","H","H",null,105.90000152587891,600,200,11,17,134.39999389648437,77600,2280,24.028749465942383,4.1187729835510254,2586.67,228,22,0,30,10]
[null,null,null,null,null,null,null,null,null,null,null,null,null,null,null,null,null,null,null,null,null,null,null,null,null,null,null,null,null,null,null,null,null,null,null,null,null,null,null,null,null,109,"H 606x201x120 Kg/m","H","H",null,119.80000305175781,606,201,12,20,152.5,90400,2720,24.347219467163086,4.2232770919799805,2983.5,270.64678955078125,22,0,30.299999237060547,10.050000190734863]
[null,null,null,null,null,null,null,null,null,null,null,null,null,null,null,null,null,null,null,null,null,null,null,null,null,null,null,null,null,null,null,null,null,null,null,null,null,null,null,null,null,110,"H 612x202x134 Kg/m","H","H",null,133.80000305175781,612,202,13,23,170.69999694824219,103000,3180,24.564159393310547,4.3161530494689941,3366.01,314.85150146484375,22,0,30.600000381469727,10.100000381469727]
[null,null,null,null,null,null,null,null,null,null,null,null,null,null,null,null,null,null,null,null,null,null,null,null,null,null,null,null,null,null,null,null,null,null,null,null,null,null,null,null,null,111,"H 692x300x166 Kg/m","H","H",null,165.80000305175781,692,300,13,20,211.5,172000,9020,28.517339706420898,6.5305252075195312,4971.1000000000004,601.33331298828125,28,0,34.599998474121094,15]
[null,null,null,null,null,null,null,null,null,null,null,null,null,null,null,null,null,null,null,null,null,null,null,null,null,null,null,null,null,null,null,null,null,null,null,null,null,null,null,null,null,112,"H 700x300x185 Kg/m","H","H",null,184.80000305175781,700,300,13,24,235.5,201000,10800,29.214780807495117,6.7719922065734863,5742.86,720,28,0,35,15]
[null,null,null,null,null,null,null,null,null,null,null,null,null,null,null,null,null,null,null,null,null,null,null,null,null,null,null,null,null,null,null,null,null,null,null,null,null,null,null,null,null,113,"H 792x300x191 Kg/m","H","H",null,190.80000305175781,792,300,14,22,243.39999389648437,254000,9930,32.304019927978516,6.3872561454772949,6414.14,662,28,0,39.599998474121094,15]
[null,null,null,null,null,null,null,null,null,null,null,null,null,null,null,null,null,null,null,null,null,null,null,null,null,null,null,null,null,null,null,null,null,null,null,null,null,null,null,null,null,114,"H 800x300x210 Kg/m","H","H",null,209.69999694824219,800,300,14,26,267.39999389648437,292000,11700,33.045379638671875,6.6147317886352539,7300,780,28,0,40,15]
[null,null,null,null,null,null,null,null,null,null,null,null,null,null,null,null,null,null,null,null,null,null,null,null,null,null,null,null,null,null,null,null,null,null,null,null,null,null,null,null,null,115,"H 890x299x213 Kg/m","H","H",null,212.69999694824219,890,299,15,23,270.89999389648438,345000,10300,35.686588287353516,6.1661510467529297,7752.81,688.96319580078125,28,0,44.5,14.949999809265137]
[null,null,null,null,null,null,null,null,null,null,null,null,null,null,null,null,null,null,null,null,null,null,null,null,null,null,null,null,null,null,null,null,null,null,null,null,null,null,null,null,null,116,"H 900x300x243 Kg/m","H","H",null,242.69999694824219,900,300,16,28,309.79998779296875,411000,12600,36.423381805419922,6.3774127960205078,9133.33,840,28,0,45,15]
[null,null,null,null,null,null,null,null,null,null,null,null,null,null,null,null,null,null,null,null,null,null,null,null,null,null,null,null,null,null,null,null,null,null,null,null,null,null,null,null,null,117,"H 912x302x286 Kg/m","H","H",null,285.60000610351562,912,302,18,34,364,498000,15700,36.988269805908203,6.5674858093261719,10921.05,1039.7349853515625,28,0,45.599998474121094,15.100000381469727]
[null,null,null,null,null,null,null,null,null,null,null,null,null,null,null,null,null,null,null,null,null,null,null,null,null,null,null,null,null,null,null,null,null,null,null,null,null,null,null,null,null,118,"T 50x100x8.6 Kg/m","TH","T",null,8.6000003814697266,50,100,6,8,10.949999809265137,16.100000381469727,66.900001525878906,1.2100000381469727,2.4700000286102295,4.03,13.399999618530273,10,0,4,5]
[null,null,null,null,null,null,null,null,null,null,null,null,null,null,null,null,null,null,null,null,null,null,null,null,null,null,null,null,null,null,null,null,null,null,null,null,null,null,null,null,null,119,"T 62.5x125x11.9 Kg/m","TH","T",null,11.899999618530273,62.5,125,6.5,9,15.159999847412109,35,147,1.5199999809265137,3.1099998950958252,6.91,23.5,10,0,5.059999942779541,6.25]
[null,null,null,null,null,null,null,null,null,null,null,null,null,null,null,null,null,null,null,null,null,null,null,null,null,null,null,null,null,null,null,null,null,null,null,null,null,null,null,null,null,120,"T 74x100x10.5 Kg/m","TH","T",null,10.5,74,100,6,9,13.420000076293945,51.700000762939453,75.300003051757813,1.9600000381469727,2.369999885559082,8.84,15.100000381469727,11,0,5.8499999046325684,5]
[null,null,null,null,null,null,null,null,null,null,null,null,null,null,null,null,null,null,null,null,null,null,null,null,null,null,null,null,null,null,null,null,null,null,null,null,null,null,null,null,null,121,"T 75x150x15.8 Kg/m","TH","T",null,15.800000190734863,75,150,7,10,20.069999694824219,66.400001525878906,282,1.8200000524520874,3.75,10.8,37.599998474121094,11,0,6.130000114440918,7.5]
[null,null,null,null,null,null,null,null,null,null,null,null,null,null,null,null,null,null,null,null,null,null,null,null,null,null,null,null,null,null,null,null,null,null,null,null,null,null,null,null,null,122,"T 87.5x175x20.1 Kg/m","TH","T",null,20.100000381469727,87.5,175,7.5,11,25.610000610351563,115,492,2.119999885559082,4.380000114440918,15.9,56.200000762939453,12,0,7.1999998092651367,8.75]
[null,null,null,null,null,null,null,null,null,null,null,null,null,null,null,null,null,null,null,null,null,null,null,null,null,null,null,null,null,null,null,null,null,null,null,null,null,null,null,null,null,123,"T 99x99x9.1 Kg/m","TH","T",null,9.1000003814697266,99,99,4.5,7,11.590000152587891,93.800003051757813,56.799999237060547,2.8399999141693115,2.2100000381469727,12.1,11.5,11,0,7.7600002288818359,4.9499998092651367]
[null,null,null,null,null,null,null,null,null,null,null,null,null,null,null,null,null,null,null,null,null,null,null,null,null,null,null,null,null,null,null,null,null,null,null,null,null,null,null,null,null,124,"T 100x100x10.7 Kg/m","TH","T",null,10.699999809265137,100,100,5.5,8,13.579999923706055,114,67,2.9000000953674316,2.2200000286102295,14.8,13.399999618530273,11,0,7.7100000381469727,5]
[null,null,null,null,null,null,null,null,null,null,null,null,null,null,null,null,null,null,null,null,null,null,null,null,null,null,null,null,null,null,null,null,null,null,null,null,null,null,null,null,null,125,"T 97x150x15.3 Kg/m","TH","T",null,15.300000190734863,97,150,6,9,19.510000228881836,125,254,2.5299999713897705,3.6099998950958252,15.8,33.799999237060547,13,0,7.9099998474121094,7.5]
[null,null,null,null,null,null,null,null,null,null,null,null,null,null,null,null,null,null,null,null,null,null,null,null,null,null,null,null,null,null,null,null,null,null,null,null,null,null,null,null,null,126,"T 100x200x24.9 Kg/m","TH","T",null,24.899999618530273,100,200,8,12,31.770000457763672,184,801,2.4100000858306885,5.0199999809265137,22.3,80.099998474121094,13,0,8.2700004577636719,10]
[null,null,null,null,null,null,null,null,null,null,null,null,null,null,null,null,null,null,null,null,null,null,null,null,null,null,null,null,null,null,null,null,null,null,null,null,null,null,null,null,null,127,"T 100x204x28.1 Kg/m","TH","T",null,28.100000381469727,100,204,12,12,35.770000457763672,256,851,2.6700000762939453,4.880000114440918,32.4,83.400001525878906,13,0,7.9099998474121094,10.199999809265137]
[null,null,null,null,null,null,null,null,null,null,null,null,null,null,null,null,null,null,null,null,null,null,null,null,null,null,null,null,null,null,null,null,null,null,null,null,null,null,null,null,null,128,"T 104x202x32.8 Kg/m","TH","T",null,32.799999237060547,104,202,10,16,41.849998474121094,251,1100,2.4500000476837158,5.130000114440918,29.4,109,13,0,8.4899997711181641,10.100000381469727]
[null,null,null,null,null,null,null,null,null,null,null,null,null,null,null,null,null,null,null,null,null,null,null,null,null,null,null,null,null,null,null,null,null,null,null,null,null,null,null,null,null,129,"T 124x124x12.8 Kg/m","TH","T",null,12.800000190734863,124,124,5,8,16.340000152587891,208,127,3.5699999332427979,2.7899999618530273,21.3,20.5,12,0,9.7200002670288086,6.1999998092651367]
[null,null,null,null,null,null,null,null,null,null,null,null,null,null,null,null,null,null,null,null,null,null,null,null,null,null,null,null,null,null,null,null,null,null,null,null,null,null,null,null,null,130,"T 125x125x14.8 Kg/m","TH","T",null,14.800000190734863,125,125,6,9,18.829999923706055,248,147,3.630000114440918,2.7899999618530273,25.6,23.5,12,0,9.7200002670288086,6.25]
[null,null,null,null,null,null,null,null,null,null,null,null,null,null,null,null,null,null,null,null,null,null,null,null,null,null,null,null,null,null,null,null,null,null,null,null,null,null,null,null,null,131,"T 122x175x22.1 Kg/m","TH","T",null,22.100000381469727,122,175,7,11,28.120000839233398,289,492,3.2000000476837158,4.179999828338623,29.1,56.299999237060547,16,0,9.9300003051757813,8.75]
[null,null,null,null,null,null,null,null,null,null,null,null,null,null,null,null,null,null,null,null,null,null,null,null,null,null,null,null,null,null,null,null,null,null,null,null,null,null,null,null,null,132,"T 122x252x32.2 Kg/m","TH","T",null,32.200000762939453,122,252,11,11,41.029998779296875,445,1470,3.2899999618530273,5.9800000190734863,45.3,117,16,0,9.8100004196166992,12.600000381469727]
[null,null,null,null,null,null,null,null,null,null,null,null,null,null,null,null,null,null,null,null,null,null,null,null,null,null,null,null,null,null,null,null,null,null,null,null,null,null,null,null,null,133,"T 124x249x33.2 Kg/m","TH","T",null,33.200000762939453,124,249,8,13,42.349998474121094,364,1670,2.9300000667572021,6.2899999618530273,34.9,134,16,0,10.420000076293945,12.449999809265137]
[null,null,null,null,null,null,null,null,null,null,null,null,null,null,null,null,null,null,null,null,null,null,null,null,null,null,null,null,null,null,null,null,null,null,null,null,null,null,null,null,null,134,"T 125x250x36.2 Kg/m","TH","T",null,36.200000762939453,125,250,9,14,46.090000152587891,412,1820,2.9900000095367432,6.2899999618530273,39.5,146,16,0,10.420000076293945,12.5]
[null,null,null,null,null,null,null,null,null,null,null,null,null,null,null,null,null,null,null,null,null,null,null,null,null,null,null,null,null,null,null,null,null,null,null,null,null,null,null,null,null,135,"T 125x255x41.1 Kg/m","TH","T",null,41,125,255,14,14,52.340000152587891,589,1940,3.3599998950958252,6.0900001525878906,59.4,152,16,0,9.9200000762939453,12.75]
[null,null,null,null,null,null,null,null,null,null,null,null,null,null,null,null,null,null,null,null,null,null,null,null,null,null,null,null,null,null,null,null,null,null,null,null,null,null,null,null,null,136,"T 149x149x16 Kg/m","TH","T",null,16,149,149,5.5,8,20.399999618530273,393,221,4.3899998664855957,3.2899999618530273,33.799999999999997,29.700000762939453,13,0,11.640000343322754,7.4499998092651367]
[null,null,null,null,null,null,null,null,null,null,null,null,null,null,null,null,null,null,null,null,null,null,null,null,null,null,null,null,null,null,null,null,null,null,null,null,null,null,null,null,null,137,"T 150x150x18.4 Kg/m","TH","T",null,18.399999618530273,150,150,6.5,9,23.389999389648438,464,254,4.4499998092651367,3.2899999618530273,40,33.799999237060547,13,0,11.590000152587891,7.5]
[null,null,null,null,null,null,null,null,null,null,null,null,null,null,null,null,null,null,null,null,null,null,null,null,null,null,null,null,null,null,null,null,null,null,null,null,null,null,null,null,null,138,"T 147x200x28.4 Kg/m","TH","T",null,28.399999618530273,147,200,8,12,36.189998626708984,572,802,3.9700000286102295,4.7100000381469727,48.2,80.199996948242188,18,0,11.869999885559082,10]
[null,null,null,null,null,null,null,null,null,null,null,null,null,null,null,null,null,null,null,null,null,null,null,null,null,null,null,null,null,null,null,null,null,null,null,null,null,null,null,null,null,139,"T 149x201x32.7 Kg/m","TH","T",null,32.700000762939453,149,201,9,14,41.680000305175781,662,949,3.9900000095367432,4.7699999809265137,55.2,94.400001525878906,18,0,11.989999771118164,10.050000190734863]
[null,null,null,null,null,null,null,null,null,null,null,null,null,null,null,null,null,null,null,null,null,null,null,null,null,null,null,null,null,null,null,null,null,null,null,null,null,null,null,null,null,140,"T 147x302x42.3 Kg/m","TH","T",null,42.299999237060547,147,302,12,12,53.830001831054688,858,2760,3.9900000095367432,7.1599998474121094,72.3,183,18,0,10.859999656677246,15.100000381469727]
[null,null,null,null,null,null,null,null,null,null,null,null,null,null,null,null,null,null,null,null,null,null,null,null,null,null,null,null,null,null,null,null,null,null,null,null,null,null,null,null,null,141,"T 149x299x43.5 Kg/m","TH","T",null,43.5,149,299,9,14,55.400001525878906,715,3120,3.5899999141693115,7.5100002288818359,57,209,18,0,12.539999961853027,14.949999809265137]
[null,null,null,null,null,null,null,null,null,null,null,null,null,null,null,null,null,null,null,null,null,null,null,null,null,null,null,null,null,null,null,null,null,null,null,null,null,null,null,null,null,142,"T 150x300x47 Kg/m","TH","T",null,47,150,300,10,15,59.889999389648437,798,3380,3.6500000953674316,7.5100002288818359,63.7,225,18,0,12.529999732971191,15]
[null,null,null,null,null,null,null,null,null,null,null,null,null,null,null,null,null,null,null,null,null,null,null,null,null,null,null,null,null,null,null,null,null,null,null,null,null,null,null,null,null,143,"T 150x305x52.9 Kg/m","TH","T",null,52.900001525878906,150,305,15,15,67.389999389648437,1110,3550,4.0500001907348633,7.2600002288818359,92.5,233,18,0,12.970000267028809,15.25]
[null,null,null,null,null,null,null,null,null,null,null,null,null,null,null,null,null,null,null,null,null,null,null,null,null,null,null,null,null,null,null,null,null,null,null,null,null,null,null,null,null,144,"T 152x301x52.9 Kg/m","TH","T",null,52.900001525878906,152,301,11,17,67.410003662109375,903,3870,3.6600000858306885,7.570000171661377,71.400000000000006,257,18,0,12.649999618530273,15.050000190734863]
[null,null,null,null,null,null,null,null,null,null,null,null,null,null,null,null,null,null,null,null,null,null,null,null,null,null,null,null,null,null,null,null,null,null,null,null,null,null,null,null,null,145,"T 173x174x20.7 Kg/m","TH","T",null,20.700000762939453,173,174,6,9,26.340000152587891,679,396,5.0799999237060547,3.880000114440918,50,45.5,14,0,13.590000152587891,8.6999998092651367]
[null,null,null,null,null,null,null,null,null,null,null,null,null,null,null,null,null,null,null,null,null,null,null,null,null,null,null,null,null,null,null,null,null,null,null,null,null,null,null,null,null,146,"T 175x175x24.8 Kg/m","TH","T",null,24.799999237060547,175,175,7,11,31.569999694824219,815,492,5.0799999237060547,3.9500000476837158,59.3,56.200000762939453,14,0,13.75,8.75]
[null,null,null,null,null,null,null,null,null,null,null,null,null,null,null,null,null,null,null,null,null,null,null,null,null,null,null,null,null,null,null,null,null,null,null,null,null,null,null,null,null,147,"T 168x249x34.6 Kg/m","TH","T",null,34.599998474121094,168,249,8,12,44.080001831054688,881,1540,4.4699997901916504,5.9200000762939453,64,124,20,0,13.779999732971191,12.449999809265137]
[null,null,null,null,null,null,null,null,null,null,null,null,null,null,null,null,null,null,null,null,null,null,null,null,null,null,null,null,null,null,null,null,null,null,null,null,null,null,null,null,null,148,"T 170x250x39.8 Kg/m","TH","T",null,39.700000762939453,170,250,9,14,50.759998321533203,1020,1830,4.4800000190734863,6,73.099999999999994,146,20,0,13.909999847412109,12.5]
[null,null,null,null,null,null,null,null,null,null,null,null,null,null,null,null,null,null,null,null,null,null,null,null,null,null,null,null,null,null,null,null,null,null,null,null,null,null,null,null,null,149,"T 169x351x53.1 Kg/m","TH","T",null,53,169,351,13,13,67.629997253417969,1420,4690,4.5900001525878906,8.3299999237060547,104,267,20,0,13.689999580383301,17.549999237060547]
[null,null,null,null,null,null,null,null,null,null,null,null,null,null,null,null,null,null,null,null,null,null,null,null,null,null,null,null,null,null,null,null,null,null,null,null,null,null,null,null,null,150,"T 172x348x57.3 Kg/m","TH","T",null,57.200000762939453,172,348,10,16,73,1230,5620,4.1100001335144043,8.7799997329711914,84.7,323,20,0,14.529999732971191,17.399999618530273]
[null,null,null,null,null,null,null,null,null,null,null,null,null,null,null,null,null,null,null,null,null,null,null,null,null,null,null,null,null,null,null,null,null,null,null,null,null,null,null,null,null,151,"T 172x354x65.4 Kg/m","TH","T",null,65.300003051757812,172,354,16,16,83.319999694824219,1800,5920,4.6500000953674316,8.4300003051757812,131,335,20,0,13.800000190734863,17.700000762939453]
[null,null,null,null,null,null,null,null,null,null,null,null,null,null,null,null,null,null,null,null,null,null,null,null,null,null,null,null,null,null,null,null,null,null,null,null,null,null,null,null,null,152,"T 175x350x68.2 Kg/m","TH","T",null,68.099998474121094,175,350,12,19,86.94000244140625,1520,6790,4.179999828338623,8.8400001525878906,104,388,20,0,14.640000343322754,17.5]
[null,null,null,null,null,null,null,null,null,null,null,null,null,null,null,null,null,null,null,null,null,null,null,null,null,null,null,null,null,null,null,null,null,null,null,null,null,null,null,null,null,153,"T 175x357x77.9 Kg/m","TH","T",null,77.800003051757812,175,357,19,19,99.19000244140625,2200,7220,4.7100000381469727,8.5299997329711914,158,404,20,0,13.909999847412109,17.850000381469727]
[null,null,null,null,null,null,null,null,null,null,null,null,null,null,null,null,null,null,null,null,null,null,null,null,null,null,null,null,null,null,null,null,null,null,null,null,null,null,null,null,null,154,"T 198x199x28.3 Kg/m","TH","T",null,28.299999237060547,198,199,7,11,36.080001831054687,1190,723,5.7600002288818359,4.4800000190734863,76.400000000000006,72.699996948242188,16,0,15.630000114440918,9.9499998092651367]
[null,null,null,null,null,null,null,null,null,null,null,null,null,null,null,null,null,null,null,null,null,null,null,null,null,null,null,null,null,null,null,null,null,null,null,null,null,null,null,null,null,155,"T 200x200x33 Kg/m","TH","T",null,33,200,200,8,13,42.060001373291016,1400,868,5.7600002288818359,4.5399999618530273,88.6,86.800003051757813,16,0,15.770000457763672,10]
[null,null,null,null,null,null,null,null,null,null,null,null,null,null,null,null,null,null,null,null,null,null,null,null,null,null,null,null,null,null,null,null,null,null,null,null,null,null,null,null,null,156,"T 193x299x47.1 Kg/m","TH","T",null,47,193,299,9,14,60.049999237060547,1530,3120,5.0399999618530273,7.2100000381469727,95.5,209,22,0,15.970000267028809,14.949999809265137]
[null,null,null,null,null,null,null,null,null,null,null,null,null,null,null,null,null,null,null,null,null,null,null,null,null,null,null,null,null,null,null,null,null,null,null,null,null,null,null,null,null,157,"T 195x300x53.4 Kg/m","TH","T",null,53.299999237060547,195,300,10,16,67.980003356933594,1730,3600,5.0500001907348633,7.2800002098083496,108,240,22,0,16.090000152587891,15]
[null,null,null,null,null,null,null,null,null,null,null,null,null,null,null,null,null,null,null,null,null,null,null,null,null,null,null,null,null,null,null,null,null,null,null,null,null,null,null,null,null,158,"T 194x402x70 Kg/m","TH","T",null,70,194,402,15,15,89.230003356933594,2480,8130,5.2699999809265137,9.5399999618530273,158,404,22,0,15.699999809265137,20.100000381469727]
[null,null,null,null,null,null,null,null,null,null,null,null,null,null,null,null,null,null,null,null,null,null,null,null,null,null,null,null,null,null,null,null,null,null,null,null,null,null,null,null,null,159,"T 197x398x73.3 Kg/m","TH","T",null,73.300003051757812,197,398,11,18,93.410003662109375,2050,9460,4.679999828338623,10,123,475,22,0,16.690000534057617,19.899999618530273]
[null,null,null,null,null,null,null,null,null,null,null,null,null,null,null,null,null,null,null,null,null,null,null,null,null,null,null,null,null,null,null,null,null,null,null,null,null,null,null,null,null,160,"T 197x405x84.1 Kg/m","TH","T",null,84.099998474121094,197,405,18,18,107.19999694824219,3050,9980,5.3400001525878906,9.6499996185302734,193,493,22,0,15.810000419616699,20.25]
[null,null,null,null,null,null,null,null,null,null,null,null,null,null,null,null,null,null,null,null,null,null,null,null,null,null,null,null,null,null,null,null,null,null,null,null,null,null,null,null,null,161,"T 200x400x85.8 Kg/m","TH","T",null,85.800003051757812,200,400,13,21,109.30000305175781,2480,11200,4.7600002288818359,10.100000381469727,147,560,22,0,16.790000915527344,20]
[null,null,null,null,null,null,null,null,null,null,null,null,null,null,null,null,null,null,null,null,null,null,null,null,null,null,null,null,null,null,null,null,null,null,null,null,null,null,null,null,null,162,"T 200x408x98.4 Kg/m","TH","T",null,98.400001525878906,200,408,21,21,125.30000305175781,3650,11900,5.4000000953674316,9.75,229,584,22,0,15.930000305175781,20.399999618530273]
[null,null,null,null,null,null,null,null,null,null,null,null,null,null,null,null,null,null,null,null,null,null,null,null,null,null,null,null,null,null,null,null,null,null,null,null,null,null,null,null,null,163,"T 207x405x116 Kg/m","TH","T",null,116,207,405,18,28,147.69999694824219,3620,15500,4.9499998092651367,10.199999809265137,213,776,22,0,17.020000457763672,20.25]
[null,null,null,null,null,null,null,null,null,null,null,null,null,null,null,null,null,null,null,null,null,null,null,null,null,null,null,null,null,null,null,null,null,null,null,null,null,null,null,null,null,164,"T 223x199x33.1 Kg/m","TH","T",null,33.099998474121094,223,199,8,12,42.150001525878906,1880,790,6.6700000762939453,4.3299999237060547,109,79.400001525878906,18,0,17.200000762939453,9.9499998092651367]
[null,null,null,null,null,null,null,null,null,null,null,null,null,null,null,null,null,null,null,null,null,null,null,null,null,null,null,null,null,null,null,null,null,null,null,null,null,null,null,null,null,165,"T 225x200x38 Kg/m","TH","T",null,38,225,200,9,14,48.380001068115234,2160,936,6.679999828338623,4.4000000953674316,124,93.599998474121094,18,0,17.350000381469727,10]
[null,null,null,null,null,null,null,null,null,null,null,null,null,null,null,null,null,null,null,null,null,null,null,null,null,null,null,null,null,null,null,null,null,null,null,null,null,null,null,null,null,166,"T 217x300x53 Kg/m","TH","T",null,53,217,299,10,15,67.519996643066406,2350,3350,5.8899998664855957,7.0399999618530273,133,224,24,0,17.659999847412109,14.949999809265137]
[null,null,null,null,null,null,null,null,null,null,null,null,null,null,null,null,null,null,null,null,null,null,null,null,null,null,null,null,null,null,null,null,null,null,null,null,null,null,null,null,null,167,"T 220x300x61.8 Kg/m","TH","T",null,61.799999237060547,220,300,11,18,78.69000244140625,2680,4060,5.8400001525878906,7.679999828338623,149,270,24,0,17.950000762939453,15]
[null,null,null,null,null,null,null,null,null,null,null,null,null,null,null,null,null,null,null,null,null,null,null,null,null,null,null,null,null,null,null,null,null,null,null,null,null,null,null,null,null,168,"T 248x199x39.7 Kg/m","TH","T",null,39.599998474121094,248,199,9,14,50.639999389648438,2840,922,7.4899997711181641,4.2699999809265137,150,92.599998474121094,20,0,18.899999618530273,9.9499998092651367]
[null,null,null,null,null,null,null,null,null,null,null,null,null,null,null,null,null,null,null,null,null,null,null,null,null,null,null,null,null,null,null,null,null,null,null,null,null,null,null,null,null,169,"T 250x200x44.8 Kg/m","TH","T",null,44.700000762939453,250,200,10,16,57.119998931884766,3210,1070,7.5,4.3299999237060547,169,107,20,0,19.040000915527344,10]
[null,null,null,null,null,null,null,null,null,null,null,null,null,null,null,null,null,null,null,null,null,null,null,null,null,null,null,null,null,null,null,null,null,null,null,null,null,null,null,null,null,170,"T 253x201x51.5 Kg/m","TH","T",null,51.400001525878906,253,201,11,19,65.650001525878906,3670,1290,7.4800000190734863,4.429999828338623,190,128,20,0,19.350000381469727,10.050000190734863]
[null,null,null,null,null,null,null,null,null,null,null,null,null,null,null,null,null,null,null,null,null,null,null,null,null,null,null,null,null,null,null,null,null,null,null,null,null,null,null,null,null,171,"T 241x300x57.1 Kg/m","TH","T",null,57,241,300,11,15,72.760002136230469,3420,3380,6.8499999046325684,6.820000171661377,178,225,26,0,19.180000305175781,15]
[null,null,null,null,null,null,null,null,null,null,null,null,null,null,null,null,null,null,null,null,null,null,null,null,null,null,null,null,null,null,null,null,null,null,null,null,null,null,null,null,null,172,"T 244x300x64.2 Kg/m","TH","T",null,64.099998474121094,244,300,11,18,81.760002136230469,3620,4060,6.6599998474121094,7.070000171661377,184,70,26,0,19.739999771118164,15]
[null,null,null,null,null,null,null,null,null,null,null,null,null,null,null,null,null,null,null,null,null,null,null,null,null,null,null,null,null,null,null,null,null,null,null,null,null,null,null,null,null,173,"T 298x199x47.3 Kg/m","TH","T",null,47.200000762939453,298,199,10,15,60.229999542236328,5190,989,9.2899999618530273,4.0500001907348633,236,99.400001525878906,22,0,22.010000228881836,9.9499998092651367]
[null,null,null,null,null,null,null,null,null,null,null,null,null,null,null,null,null,null,null,null,null,null,null,null,null,null,null,null,null,null,null,null,null,null,null,null,null,null,null,null,null,174,"T 300x200x52.8 Kg/m","TH","T",null,52.700000762939453,300,200,11,17,67.209999084472656,5810,1140,9.3000001907348633,4.119999885559082,262,114,22,0,22.159999847412109,10]
[null,null,null,null,null,null,null,null,null,null,null,null,null,null,null,null,null,null,null,null,null,null,null,null,null,null,null,null,null,null,null,null,null,null,null,null,null,null,null,null,null,175,"T 303x201x59.8 Kg/m","TH","T",null,59.700000762939453,303,201,12,20,76.239997863769531,6570,1360,9.2799997329711914,4.2199997901916504,292,135,22,0,22.510000228881836,10.050000190734863]
[null,null,null,null,null,null,null,null,null,null,null,null,null,null,null,null,null,null,null,null,null,null,null,null,null,null,null,null,null,null,null,null,null,null,null,null,null,null,null,null,null,176,"T 306x202x67 Kg/m","TH","T",null,66.900001525878906,306,202,13,23,85.330001831054688,7340,1590,9.2700004577636719,4.309999942779541,322,157,22,0,22.809999465942383,10.100000381469727]
[null,null,null,null,null,null,null,null,null,null,null,null,null,null,null,null,null,null,null,null,null,null,null,null,null,null,null,null,null,null,null,null,null,null,null,null,null,null,null,null,null,177,"T 291x300x68.5 Kg/m","TH","T",null,68.400001525878906,291,300,12,17,87.239997863769531,6360,3830,8.5399999618530273,6.630000114440918,280,256,28,0,22.709999084472656,15]
[null,null,null,null,null,null,null,null,null,null,null,null,null,null,null,null,null,null,null,null,null,null,null,null,null,null,null,null,null,null,null,null,null,null,null,null,null,null,null,null,null,178,"T 294x300x75.6 Kg/m","TH","T",null,75.5,294,300,12,20,96.239997863769531,6710,4510,8.3500003814697266,6.8499999046325684,288,301,28,0,23.319999694824219,15]
[null,null,null,null,null,null,null,null,null,null,null,null,null,null,null,null,null,null,null,null,null,null,null,null,null,null,null,null,null,null,null,null,null,null,null,null,null,null,null,null,null,179,"T 297x302x87.3 Kg/m","TH","T",null,87.199996948242188,297,302,14,23,111.19999694824219,7920,5290,8.4399995803833008,6.9000000953674316,339,350,28,0,23.370000839233398,15.100000381469727]
[null,null,null,null,null,null,null,null,null,null,null,null,null,null,null,null,null,null,null,null,null,null,null,null,null,null,null,null,null,null,null,null,null,null,null,null,null,null,null,null,null,180,"T 346x300x83 Kg/m","TH","T",null,82.900001525878906,346,300,13,20,105.69999694824219,11300,4510,10.300000190734863,6.5300002098083496,425,301,28,0,26.610000610351562,15]
[null,null,null,null,null,null,null,null,null,null,null,null,null,null,null,null,null,null,null,null,null,null,null,null,null,null,null,null,null,null,null,null,null,null,null,null,null,null,null,null,null,181,"T 350x300x92.4 Kg/m","TH","T",null,92.300003051757813,350,300,13,24,117.69999694824219,12000,5410,10.100000381469727,6.7800002098083496,438,361,28,0,27.450000762939453,15]
[null,null,null,null,null,null,null,null,null,null,null,null,null,null,null,null,null,null,null,null,null,null,null,null,null,null,null,null,null,null,null,null,null,null,null,null,null,null,null,null,null,182,"T 396x300x95.6 Kg/m","TH","T",null,95.5,396,300,14,22,121.69999694824219,17100,4960,12.100000381469727,6.380000114440918,593,331,28,0,29.940000534057617,15]
[null,null,null,null,null,null,null,null,null,null,null,null,null,null,null,null,null,null,null,null,null,null,null,null,null,null,null,null,null,null,null,null,null,null,null,null,null,null,null,null,null,183,"T 400x300x105 Kg/m","TH","T",null,104.90000152587891,400,300,14,26,133.69999694824219,18800,5860,11.899999618530273,6.619999885559082,610,391,28,0,30.819999694824219,15]
[null,null,null,null,null,null,null,null,null,null,null,null,null,null,null,null,null,null,null,null,null,null,null,null,null,null,null,null,null,null,null,null,null,null,null,null,null,null,null,null,null,184,"EL 25x25x1.12 Kg/m","EL","L",null,1.1000000238418579,25,25,3,3,1.4270000457763672,0.80000001192092896,0.80000001192092896,0.74699997901916504,0.74699997901916504,0.45,0.44800001382827759,4,2,0.71899998188018799,0.71899998188018799]
[null,null,null,null,null,null,null,null,null,null,null,null,null,null,null,null,null,null,null,null,null,null,null,null,null,null,null,null,null,null,null,null,null,null,null,null,null,null,null,null,null,185,"EL 25x25x1.77 Kg/m","EL","L",null,1.7999999523162842,25,25,5,5,2.2599999904632568,1.2000000476837158,1.2000000476837158,0.73000001907348633,0.73000001907348633,0.71,0.70999997854232788,3.5,2.4000000953674316,0.80000001192092896,0.80000001192092896]
[null,null,null,null,null,null,null,null,null,null,null,null,null,null,null,null,null,null,null,null,null,null,null,null,null,null,null,null,null,null,null,null,null,null,null,null,null,null,null,null,null,186,"EL 30x30x1.36 Kg/m","EL","L",null,1.3999999761581421,30,30,3,3,1.7269999980926514,1.3999999761581421,1.4199999570846558,0.90799999237060547,0.90799999237060547,0.66,0.66100001335144043,4,2,0.84399998188018799,0.84399998188018799]
[null,null,null,null,null,null,null,null,null,null,null,null,null,null,null,null,null,null,null,null,null,null,null,null,null,null,null,null,null,null,null,null,null,null,null,null,null,null,null,null,null,187,"EL 30x30x2.18 Kg/m","EL","L",null,2.2000000476837158,30,30,5,5,2.7799999713897705,2.2000000476837158,2.1600000858306885,0.87999999523162842,0.87999999523162842,1.04,1.0099999904632568,5,2.4000000953674316,0.92000001668930054,0.92000001668930054]
[null,null,null,null,null,null,null,null,null,null,null,null,null,null,null,null,null,null,null,null,null,null,null,null,null,null,null,null,null,null,null,null,null,null,null,null,null,null,null,null,null,188,"EL 40x40x1.83 Kg/m","EL","L",null,1.7999999523162842,40,40,3,3,2.3359999656677246,3.5,3.5299999713897705,1.2300000190734863,1.2300000190734863,1.21,1.2100000381469727,4.5,2,1.0900000333786011,1.0900000333786011]
[null,null,null,null,null,null,null,null,null,null,null,null,null,null,null,null,null,null,null,null,null,null,null,null,null,null,null,null,null,null,null,null,null,null,null,null,null,null,null,null,null,189,"EL 40x40x2.42 Kg/m","EL","L",null,2.4000000953674316,40,40,4,4,3.0799999237060547,4.5,4.4699997901916504,1.2100000381469727,1.2100000381469727,1.55,1.5499999523162842,6,2.4000000953674316,1.1200000047683716,1.1200000047683716]
[null,null,null,null,null,null,null,null,null,null,null,null,null,null,null,null,null,null,null,null,null,null,null,null,null,null,null,null,null,null,null,null,null,null,null,null,null,null,null,null,null,190,"EL 40x40x2.95 Kg/m","EL","L",null,2.9000000953674316,40,40,5,5,3.755000114440918,5.4000000953674316,5.4200000762939453,1.2000000476837158,1.2000000476837158,1.91,1.9099999666213989,4.5,3,1.1699999570846558,1.1699999570846558]
[null,null,null,null,null,null,null,null,null,null,null,null,null,null,null,null,null,null,null,null,null,null,null,null,null,null,null,null,null,null,null,null,null,null,null,null,null,null,null,null,null,191,"EL 40x40x3.52 Kg/m","EL","L",null,3.5,40,40,6,6,4.4800000190734863,6.3000001907348633,6.309999942779541,1.190000057220459,1.190000057220459,2.2599999999999998,2.2599999904632568,6,2.4000000953674316,1.2000000476837158,1.2000000476837158]
[null,null,null,null,null,null,null,null,null,null,null,null,null,null,null,null,null,null,null,null,null,null,null,null,null,null,null,null,null,null,null,null,null,null,null,null,null,null,null,null,null,192,"EL 45x45x2.74 Kg/m","EL","L",null,2.7000000476837158,45,45,4,4,3.4920001029968262,6.5,6.5,1.3600000143051147,1.3600000143051147,2,2,6.5,3,1.2400000095367432,1.2400000095367432]
[null,null,null,null,null,null,null,null,null,null,null,null,null,null,null,null,null,null,null,null,null,null,null,null,null,null,null,null,null,null,null,null,null,null,null,null,null,null,null,null,null,193,"EL 45x45x3.38 Kg/m","EL","L",null,3.4000000953674316,45,45,5,5,4.3020000457763672,7.9000000953674316,7.9099998474121094,1.3600000143051147,1.3600000143051147,2.46,2.4600000381469727,6.5,3,1.2799999713897705,1.2799999713897705]
[null,null,null,null,null,null,null,null,null,null,null,null,null,null,null,null,null,null,null,null,null,null,null,null,null,null,null,null,null,null,null,null,null,null,null,null,null,null,null,null,null,194,"EL 50x50x2.33 Kg/m","EL","L",null,2.2999999523162842,50,50,3,3,2.9600000381469727,6.9000000953674316,6.8600001335144043,1.5199999809265137,1.5199999809265137,1.86,1.8600000143051147,7,2.4000000953674316,1.309999942779541,1.309999942779541]
[null,null,null,null,null,null,null,null,null,null,null,null,null,null,null,null,null,null,null,null,null,null,null,null,null,null,null,null,null,null,null,null,null,null,null,null,null,null,null,null,null,195,"EL 50x50x3.06 Kg/m","EL","L",null,3.0999999046325684,50,50,4,4,3.8919999599456787,9.1000003814697266,9.0600004196166992,1.5299999713897705,1.5299999713897705,2.4900000000000002,2.4900000095367432,6.5,3,1.3700000047683716,1.3700000047683716]
[null,null,null,null,null,null,null,null,null,null,null,null,null,null,null,null,null,null,null,null,null,null,null,null,null,null,null,null,null,null,null,null,null,null,null,null,null,null,null,null,null,196,"EL 50x50x3.77 Kg/m","EL","L",null,3.7999999523162842,50,50,5,5,4.8020000457763672,11.100000381469727,11.100000381469727,1.5199999809265137,1.5199999809265137,3.08,3.0799999237060547,6.5,3,1.4099999666213989,1.4099999666213989]
[null,null,null,null,null,null,null,null,null,null,null,null,null,null,null,null,null,null,null,null,null,null,null,null,null,null,null,null,null,null,null,null,null,null,null,null,null,null,null,null,null,197,"EL 50x50x4.43 Kg/m","EL","L",null,4.4000000953674316,50,50,6,6,5.6440000534057617,12.600000381469727,12.600000381469727,1.5,1.5,3.55,3.5499999523162842,6.5,4.5,1.440000057220459,1.440000057220459]
[null,null,null,null,null,null,null,null,null,null,null,null,null,null,null,null,null,null,null,null,null,null,null,null,null,null,null,null,null,null,null,null,null,null,null,null,null,null,null,null,null,198,"EL 60x60x3.68 Kg/m","EL","L",null,3.7000000476837158,60,60,4,4,4.6919999122619629,16,16,1.8500000238418579,1.8500000238418579,3.66,3.6600000858306885,6.5,3,1.6100000143051147,1.6100000143051147]
[null,null,null,null,null,null,null,null,null,null,null,null,null,null,null,null,null,null,null,null,null,null,null,null,null,null,null,null,null,null,null,null,null,null,null,null,null,null,null,null,null,199,"EL 60x60x4.55 Kg/m","EL","L",null,4.5,60,60,5,5,5.8020000457763672,19.600000381469727,19.600000381469727,1.8400000333786011,1.8400000333786011,4.5199999999999996,4.5199999809265137,6.5,3,1.6599999666213989,1.6599999666213989]
[null,null,null,null,null,null,null,null,null,null,null,null,null,null,null,null,null,null,null,null,null,null,null,null,null,null,null,null,null,null,null,null,null,null,null,null,null,null,null,null,null,200,"EL 65x65x5 Kg/m","EL","L",null,5,65,65,5,5,6.3670001029968262,25.299999237060547,25.299999237060547,1.9900000095367432,1.9900000095367432,5.35,5.3499999046325684,8.5,3,1.7699999809265137,1.7699999809265137]
[null,null,null,null,null,null,null,null,null,null,null,null,null,null,null,null,null,null,null,null,null,null,null,null,null,null,null,null,null,null,null,null,null,null,null,null,null,null,null,null,null,201,"EL 65x65x5.91 Kg/m","EL","L",null,5.9000000953674316,65,65,6,6,7.5269999504089355,29.399999618530273,29.399999618530273,1.9800000190734863,1.9800000190734863,6.26,6.2600002288818359,8.5,4,1.809999942779541,1.809999942779541]
[null,null,null,null,null,null,null,null,null,null,null,null,null,null,null,null,null,null,null,null,null,null,null,null,null,null,null,null,null,null,null,null,null,null,null,null,null,null,null,null,null,202,"EL 65x65x7.66 Kg/m","EL","L",null,7.6999998092651367,65,65,8,8,9.7609996795654297,36.799999237060547,36.799999237060547,1.940000057220459,1.940000057220459,7.96,7.9600000381469727,8.5,6,1.8799999952316284,1.8799999952316284]
[null,null,null,null,null,null,null,null,null,null,null,null,null,null,null,null,null,null,null,null,null,null,null,null,null,null,null,null,null,null,null,null,null,null,null,null,null,null,null,null,null,203,"EL 70x70x6.38 Kg/m","EL","L",null,6.4000000953674316,70,70,6,6,8.1269998550415039,37.099998474121094,37.099998474121094,2.1400001049041748,2.1400001049041748,7.33,7.3299999237060547,8.5,4,1.9299999475479126,1.9299999475479126]
[null,null,null,null,null,null,null,null,null,null,null,null,null,null,null,null,null,null,null,null,null,null,null,null,null,null,null,null,null,null,null,null,null,null,null,null,null,null,null,null,null,204,"EL 75x75x6.85 Kg/m","EL","L",null,6.8000001907348633,75,75,6,6,8.7270002365112305,46.099998474121094,46.099998474121094,2.2999999523162842,2.2999999523162842,8.4700000000000006,8.4700002670288086,8.5,4,2.059999942779541,2.059999942779541]
[null,null,null,null,null,null,null,null,null,null,null,null,null,null,null,null,null,null,null,null,null,null,null,null,null,null,null,null,null,null,null,null,null,null,null,null,null,null,null,null,null,205,"EL 75x75x9.96 Kg/m","EL","L",null,9.8999996185302734,75,75,9,9,12.689999580383301,64.400001525878906,64.400001525878906,2.25,2.25,12.1,12.100000381469727,8.5,6,2.1700000762939453,2.1700000762939453]
[null,null,null,null,null,null,null,null,null,null,null,null,null,null,null,null,null,null,null,null,null,null,null,null,null,null,null,null,null,null,null,null,null,null,null,null,null,null,null,null,null,206,"EL 75x75x13 Kg/m","EL","L",null,13,75,75,12,12,16.559999465942383,81.900001525878906,81.900001525878906,2.2200000286102295,2.2200000286102295,15.7,15.699999809265137,8.5,6,2.2899999618530273,2.2899999618530273]
[null,null,null,null,null,null,null,null,null,null,null,null,null,null,null,null,null,null,null,null,null,null,null,null,null,null,null,null,null,null,null,null,null,null,null,null,null,null,null,null,null,207,"EL 80x80x7.32 Kg/m","EL","L",null,7.3000001907348633,80,80,6,6,9.3269996643066406,56.400001525878906,56.400001525878906,2.4600000381469727,2.4600000381469727,9.6999999999999993,9.6999998092651367,8.5,4,2.1800000667572021,2.1800000667572021]
[null,null,null,null,null,null,null,null,null,null,null,null,null,null,null,null,null,null,null,null,null,null,null,null,null,null,null,null,null,null,null,null,null,null,null,null,null,null,null,null,null,208,"EL 90x90x8.28 Kg/m","EL","L",null,8.3000001907348633,90,90,6,6,10.550000190734863,80.699996948242188,80.699996948242188,2.7699999809265137,2.7699999809265137,12.3,12.300000190734863,10,5,2.4200000762939453,2.4200000762939453]
[null,null,null,null,null,null,null,null,null,null,null,null,null,null,null,null,null,null,null,null,null,null,null,null,null,null,null,null,null,null,null,null,null,null,null,null,null,null,null,null,null,209,"EL 90x90x9.59 Kg/m","EL","L",null,9.6000003814697266,90,90,7,7,12.220000267028809,93,93,2.7599999904632568,2.7599999904632568,14.2,14.199999809265137,10,5,2.4600000381469727,2.4600000381469727]
[null,null,null,null,null,null,null,null,null,null,null,null,null,null,null,null,null,null,null,null,null,null,null,null,null,null,null,null,null,null,null,null,null,null,null,null,null,null,null,null,null,210,"EL 90x90x13.3 Kg/m","EL","L",null,13.300000190734863,90,90,10,10,17,125,125,2.7100000381469727,2.7100000381469727,19.5,19.5,10,7,2.5699999332427979,2.5699999332427979]
[null,null,null,null,null,null,null,null,null,null,null,null,null,null,null,null,null,null,null,null,null,null,null,null,null,null,null,null,null,null,null,null,null,null,null,null,null,null,null,null,null,211,"EL 90x90x15.9 Kg/m","EL","L",null,15.899999618530273,90,90,12,12,20.299999237060547,148,148,2.7000000476837158,2.7000000476837158,23.3,23.299999237060547,11,4.8000001907348633,2.6600000858306885,2.6600000858306885]
[null,null,null,null,null,null,null,null,null,null,null,null,null,null,null,null,null,null,null,null,null,null,null,null,null,null,null,null,null,null,null,null,null,null,null,null,null,null,null,null,null,212,"EL 90x90x17 Kg/m","EL","L",null,17,90,90,13,13,21.709999084472656,156,156,2.6800000667572021,2.6800000667572021,24.8,24.799999237060547,10,7,2.690000057220459,2.690000057220459]
[null,null,null,null,null,null,null,null,null,null,null,null,null,null,null,null,null,null,null,null,null,null,null,null,null,null,null,null,null,null,null,null,null,null,null,null,null,null,null,null,null,213,"EL 100x100x10.7 Kg/m","EL","L",null,10.699999809265137,100,100,7,7,13.619999885559082,129,129,3.0799999237060547,3.0799999237060547,17.7,17.700000762939453,10,5,2.7100000381469727,2.7100000381469727]
[null,null,null,null,null,null,null,null,null,null,null,null,null,null,null,null,null,null,null,null,null,null,null,null,null,null,null,null,null,null,null,null,null,null,null,null,null,null,null,null,null,214,"EL 100x100x14.9 Kg/m","EL","L",null,14.899999618530273,100,100,10,10,19,175,175,3.0399999618530273,3.0399999618530273,24.4,24.399999618530273,10,7,2.8199999332427979,2.8199999332427979]
[null,null,null,null,null,null,null,null,null,null,null,null,null,null,null,null,null,null,null,null,null,null,null,null,null,null,null,null,null,null,null,null,null,null,null,null,null,null,null,null,null,215,"EL 100x100x17.8 Kg/m","EL","L",null,17.799999237060547,100,100,12,12,22.700000762939453,207,207,3.0199999809265137,3.0199999809265137,29.1,29.100000381469727,12,4.8000001907348633,2.9000000953674316,2.9000000953674316]
[null,null,null,null,null,null,null,null,null,null,null,null,null,null,null,null,null,null,null,null,null,null,null,null,null,null,null,null,null,null,null,null,null,null,null,null,null,null,null,null,null,216,"EL 100x100x19.1 Kg/m","EL","L",null,19.100000381469727,100,100,13,13,24.309999465942383,220,220,3,3,31.1,31.100000381469727,10,7,2.940000057220459,2.940000057220459]
[null,null,null,null,null,null,null,null,null,null,null,null,null,null,null,null,null,null,null,null,null,null,null,null,null,null,null,null,null,null,null,null,null,null,null,null,null,null,null,null,null,217,"EL 120x120x14.7 Kg/m","EL","L",null,14.699999809265137,120,120,8,8,18.760000228881836,258,258,3.7100000381469727,3.7100000381469727,29.5,29.5,12,5,3.2400000095367432,3.2400000095367432]
[null,null,null,null,null,null,null,null,null,null,null,null,null,null,null,null,null,null,null,null,null,null,null,null,null,null,null,null,null,null,null,null,null,null,null,null,null,null,null,null,null,218,"EL 130x130x17.9 Kg/m","EL","L",null,17.899999618530273,130,130,9,9,22.739999771118164,366,366,4.0100002288818359,4.0100002288818359,38.700000000000003,38.700000762939453,12,6,3.5299999713897705,3.5299999713897705]
[null,null,null,null,null,null,null,null,null,null,null,null,null,null,null,null,null,null,null,null,null,null,null,null,null,null,null,null,null,null,null,null,null,null,null,null,null,null,null,null,null,219,"EL 130x130x23.4 Kg/m","EL","L",null,23.399999618530273,130,130,12,12,29.760000228881836,467,467,3.9600000381469727,3.9600000381469727,49.9,49.900001525878906,12,8.5,3.6400001049041748,3.6400001049041748]
[null,null,null,null,null,null,null,null,null,null,null,null,null,null,null,null,null,null,null,null,null,null,null,null,null,null,null,null,null,null,null,null,null,null,null,null,null,null,null,null,null,220,"EL 130x130x28.8 Kg/m","EL","L",null,28.799999237060547,130,130,15,15,36.75,568,568,3.9300000667572021,3.9300000667572021,61.5,61.5,12,8.5,3.7599999904632568,3.7599999904632568]
[null,null,null,null,null,null,null,null,null,null,null,null,null,null,null,null,null,null,null,null,null,null,null,null,null,null,null,null,null,null,null,null,null,null,null,null,null,null,null,null,null,221,"EL 150x150x27.3 Kg/m","EL","L",null,27.299999237060547,150,150,12,12,34.770000457763672,740,740,4.6100001335144043,4.6100001335144043,68.099999999999994,68.099998474121094,14,7,4.1399998664855957,4.1399998664855957]
[null,null,null,null,null,null,null,null,null,null,null,null,null,null,null,null,null,null,null,null,null,null,null,null,null,null,null,null,null,null,null,null,null,null,null,null,null,null,null,null,null,222,"EL 150x150x33.6 Kg/m","EL","L",null,33.599998474121094,150,150,15,15,42.740001678466797,888,888,4.559999942779541,4.559999942779541,82.6,82.599998474121094,14,10,4.2399997711181641,4.2399997711181641]
[null,null,null,null,null,null,null,null,null,null,null,null,null,null,null,null,null,null,null,null,null,null,null,null,null,null,null,null,null,null,null,null,null,null,null,null,null,null,null,null,null,223,"EL 150x150x41.9 Kg/m","EL","L",null,41.799999237060547,150,150,19,19,53.380001068115234,1090,1090,4.5199999809265137,4.5199999809265137,103,103,14,10,4.4000000953674316,4.4000000953674316]
[null,null,null,null,null,null,null,null,null,null,null,null,null,null,null,null,null,null,null,null,null,null,null,null,null,null,null,null,null,null,null,null,null,null,null,null,null,null,null,null,null,224,"EL 175x175x31.8 Kg/m","EL","L",null,31.799999237060547,175,175,12,12,40.520000457763672,1170,1170,5.380000114440918,5.380000114440918,91.8,91.800003051757813,15,11,4.7300000190734863,4.7300000190734863]
[null,null,null,null,null,null,null,null,null,null,null,null,null,null,null,null,null,null,null,null,null,null,null,null,null,null,null,null,null,null,null,null,null,null,null,null,null,null,null,null,null,225,"EL 175x175x39.4 Kg/m","EL","L",null,39.299999237060547,175,175,15,15,50.209999084472656,1440,1440,5.3499999046325684,5.3499999046325684,114,114,15,11,4.8499999046325684,4.8499999046325684]
[null,null,null,null,null,null,null,null,null,null,null,null,null,null,null,null,null,null,null,null,null,null,null,null,null,null,null,null,null,null,null,null,null,null,null,null,null,null,null,null,null,226,"EL 200x200x45.3 Kg/m","EL","L",null,45.200000762939453,200,200,15,15,57.75,2180,2180,6.1399998664855957,6.1399998664855957,150,150,17,12,5.4600000381469727,5.4600000381469727]
[null,null,null,null,null,null,null,null,null,null,null,null,null,null,null,null,null,null,null,null,null,null,null,null,null,null,null,null,null,null,null,null,null,null,null,null,null,null,null,null,null,227,"EL 200x200x59.7 Kg/m","EL","L",null,59.599998474121094,200,200,20,20,76,2820,2820,6.0900001525878906,6.0900001525878906,197,197,17,12,5.6700000762939453,5.6700000762939453]
[null,null,null,null,null,null,null,null,null,null,null,null,null,null,null,null,null,null,null,null,null,null,null,null,null,null,null,null,null,null,null,null,null,null,null,null,null,null,null,null,null,228,"EL 200x200x73.6 Kg/m","EL","L",null,73.5,200,200,25,25,93.75,3420,3420,6.0399999618530273,6.0399999618530273,242,242,17,12,5.8600001335144043,5.8600001335144043]
[null,null,null,null,null,null,null,null,null,null,null,null,null,null,null,null,null,null,null,null,null,null,null,null,null,null,null,null,null,null,null,null,null,null,null,null,null,null,null,null,null,229,"EL 250x250x93.7 Kg/m","EL","L",null,93.599998474121094,250,250,25,25,119.40000152587891,6950,6950,7.630000114440918,7.630000114440918,388,388,24,12,7.0999999046325684,7.0999999046325684]
[null,null,null,null,null,null,null,null,null,null,null,null,null,null,null,null,null,null,null,null,null,null,null,null,null,null,null,null,null,null,null,null,null,null,null,null,null,null,null,null,null,230,"EL 250x250x128 Kg/m","EL","L",null,127.80000305175781,250,250,35,35,162.60000610351562,9110,9110,7.4899997711181641,7.4899997711181641,519,519,24,18,7.4499998092651367,7.4499998092651367]
[null,null,null,null,null,null,null,null,null,null,null,null,null,null,null,null,null,null,null,null,null,null,null,null,null,null,null,null,null,null,null,null,null,null,null,null,null,null,null,null,null,231,"UL 90x75x11 Kg/m","UL","L",null,11,90,75,9,9,14.039999961853027,109,68.099998474121094,2.7799999713897705,2.2000000476837158,17.399999999999999,12.399999618530273,8.5,6,2.75,2]
[null,null,null,null,null,null,null,null,null,null,null,null,null,null,null,null,null,null,null,null,null,null,null,null,null,null,null,null,null,null,null,null,null,null,null,null,null,null,null,null,null,232,"UL 100x75x9.32 Kg/m","UL","L",null,9.3000001907348633,100,75,7,7,11.869999885559082,118,56.900001525878906,3.1500000953674316,2.190000057220459,17,10,10,5,3.059999942779541,1.8300000429153442]
[null,null,null,null,null,null,null,null,null,null,null,null,null,null,null,null,null,null,null,null,null,null,null,null,null,null,null,null,null,null,null,null,null,null,null,null,null,null,null,null,null,233,"UL 100x75x13 Kg/m","UL","L",null,13,100,75,10,10,16.5,159,76.099998474121094,3.1099998950958252,2.1500000953674316,23.3,13.699999809265137,10,7,3.1700000762939453,1.940000057220459]
[null,null,null,null,null,null,null,null,null,null,null,null,null,null,null,null,null,null,null,null,null,null,null,null,null,null,null,null,null,null,null,null,null,null,null,null,null,null,null,null,null,234,"UL 125x75x10.7 Kg/m","UL","L",null,10.699999809265137,125,75,7,7,13.619999885559082,219,60.400001525878906,4.0100002288818359,2.1099998950958252,26.1,10.300000190734863,10,5,4.0999999046325684,1.6399999856948853]
[null,null,null,null,null,null,null,null,null,null,null,null,null,null,null,null,null,null,null,null,null,null,null,null,null,null,null,null,null,null,null,null,null,null,null,null,null,null,null,null,null,235,"UL 125x75x14.9 Kg/m","UL","L",null,14.899999618530273,125,75,10,10,19,299,80.800003051757813,3.9600000381469727,2.059999942779541,36.1,14.100000381469727,10,7,4.2199997901916504,1.75]
[null,null,null,null,null,null,null,null,null,null,null,null,null,null,null,null,null,null,null,null,null,null,null,null,null,null,null,null,null,null,null,null,null,null,null,null,null,null,null,null,null,236,"UL 125x75x19.1 Kg/m","UL","L",null,19.100000381469727,125,75,13,13,24.309999465942383,376,101,3.9300000667572021,2.0399999618530273,46.1,17.899999618530273,10,7,4.3499999046325684,1.8700000047683716]
[null,null,null,null,null,null,null,null,null,null,null,null,null,null,null,null,null,null,null,null,null,null,null,null,null,null,null,null,null,null,null,null,null,null,null,null,null,null,null,null,null,237,"UL 125x90x16.1 Kg/m","UL","L",null,16.100000381469727,125,90,10,10,20.5,318,138,3.940000057220459,2.5899999141693115,37.200000000000003,20.299999237060547,10,7,3.9500000476837158,2.2200000286102295]
[null,null,null,null,null,null,null,null,null,null,null,null,null,null,null,null,null,null,null,null,null,null,null,null,null,null,null,null,null,null,null,null,null,null,null,null,null,null,null,null,null,238,"UL 125x90x20.6 Kg/m","UL","L",null,20.600000381469727,125,90,13,13,26.260000228881836,401,173,3.9100000858306885,2.5699999332427979,47.5,25.899999618530273,10,7,4.070000171661377,2.3399999141693115]
[null,null,null,null,null,null,null,null,null,null,null,null,null,null,null,null,null,null,null,null,null,null,null,null,null,null,null,null,null,null,null,null,null,null,null,null,null,null,null,null,null,239,"UL 150x90x16.4 Kg/m","UL","L",null,16.399999618530273,150,90,9,9,20.940000534057617,485,133,4.809999942779541,2.5199999809265137,48.2,19,12,6,4.9499998092651367,1.9900000095367432]
[null,null,null,null,null,null,null,null,null,null,null,null,null,null,null,null,null,null,null,null,null,null,null,null,null,null,null,null,null,null,null,null,null,null,null,null,null,null,null,null,null,240,"UL 150x90x21.5 Kg/m","UL","L",null,21.5,150,90,12,12,27.360000610351563,619,167,4.7600002288818359,2.4700000286102295,62.3,24.299999237060547,12,8.5,5.070000171661377,2.0999999046325684]
[null,null,null,null,null,null,null,null,null,null,null,null,null,null,null,null,null,null,null,null,null,null,null,null,null,null,null,null,null,null,null,null,null,null,null,null,null,null,null,null,null,241,"UL 150x100x17.1 Kg/m","UL","L",null,17.100000381469727,150,100,9,9,21.840000152587891,502,181,4.7899999618530273,2.880000114440918,49.1,23.5,12,6,4.7600002288818359,2.2999999523162842]
[null,null,null,null,null,null,null,null,null,null,null,null,null,null,null,null,null,null,null,null,null,null,null,null,null,null,null,null,null,null,null,null,null,null,null,null,null,null,null,null,null,242,"UL 150x100x22.4 Kg/m","UL","L",null,22.399999618530273,150,100,12,12,28.559999465942383,642,228,4.7399997711181641,2.8299999237060547,63.4,30.100000381469727,12,8.5,4.880000114440918,2.4100000858306885]
[null,null,null,null,null,null,null,null,null,null,null,null,null,null,null,null,null,null,null,null,null,null,null,null,null,null,null,null,null,null,null,null,null,null,null,null,null,null,null,null,null,243,"UL 150x100x27.7 Kg/m","UL","L",null,27.700000762939453,150,100,15,15,35.25,782,276,4.7100000381469727,2.7999999523162842,78.2,37,12,8.5,5,2.5299999713897705]
[null,null,null,null,null,null,null,null,null,null,null,null,null,null,null,null,null,null,null,null,null,null,null,null,null,null,null,null,null,null,null,null,null,null,null,null,null,null,null,null,null,244,"ELL 25x25x2.24 Kg/m","ELL","LL",null,2.2000000476837158,25,25,3,3,2.8540000915527344,1.6000000238418579,3.75,0.74733817577362061,1.1461570262908936,0.9,1.4148039817810059,4,2,0.71899998188018799,2.6500000953674316]
[null,null,null,null,null,null,null,null,null,null,null,null,null,null,null,null,null,null,null,null,null,null,null,null,null,null,null,null,null,null,null,null,null,null,null,null,null,null,null,null,null,245,"ELL 25x25x3.54 Kg/m","ELL","LL",null,3.5,25,25,5,5,4.5199999809265137,2.4000000953674316,7.380000114440918,0.72867918014526367,1.2780740261077881,1.41,2.6848359107971191,3.5,2.4000000953674316,0.80000001192092896,2.75]
[null,null,null,null,null,null,null,null,null,null,null,null,null,null,null,null,null,null,null,null,null,null,null,null,null,null,null,null,null,null,null,null,null,null,null,null,null,null,null,null,null,246,"ELL 30x30x2.72 Kg/m","ELL","LL",null,2.7000000476837158,30,30,3,3,3.4539999961853027,2.7999999523162842,6.25,0.90677177906036377,1.3454630374908447,1.32,1.9849770069122314,4,2,0.84399998188018799,3.1500000953674316]
[null,null,null,null,null,null,null,null,null,null,null,null,null,null,null,null,null,null,null,null,null,null,null,null,null,null,null,null,null,null,null,null,null,null,null,null,null,null,null,null,null,247,"ELL 30x30x4.36 Kg/m","ELL","LL",null,4.4000000953674316,30,30,5,5,5.559999942779541,4.3000001907348633,11.930000305175781,0.88146382570266724,1.4648820161819458,2.08,3.6711030006408691,5,2.4000000953674316,0.92000001668930054,3.25]
[null,null,null,null,null,null,null,null,null,null,null,null,null,null,null,null,null,null,null,null,null,null,null,null,null,null,null,null,null,null,null,null,null,null,null,null,null,null,null,null,null,248,"ELL 40x40x3.66 Kg/m","ELL","LL",null,3.7000000476837158,40,40,3,3,4.6719999313354492,7.0999999046325684,14.239999771118164,1.2292799949645996,1.7460609674453735,2.4300000000000002,3.4322090148925781,4.5,2,1.0900000333786011,4.1500000953674316]
[null,null,null,null,null,null,null,null,null,null,null,null,null,null,null,null,null,null,null,null,null,null,null,null,null,null,null,null,null,null,null,null,null,null,null,null,null,null,null,null,null,249,"ELL 40x40x4.84 Kg/m","ELL","LL",null,4.8000001907348633,40,40,4,4,6.1599998474121094,8.8999996185302734,19.670000076293945,1.2046990394592285,1.7870919704437256,3.1,4.6840920448303223,6,2.4000000953674316,1.1200000047683716,4.1999998092651367]
[null,null,null,null,null,null,null,null,null,null,null,null,null,null,null,null,null,null,null,null,null,null,null,null,null,null,null,null,null,null,null,null,null,null,null,null,null,null,null,null,null,250,"ELL 40x40x5.9 Kg/m","ELL","LL",null,5.9000000953674316,40,40,5,5,7.5100002288818359,10.800000190734863,25.979999542236328,1.2014189958572388,1.8600560426712036,3.83,6.1136860847473145,4.5,3,1.1699999570846558,4.25]
[null,null,null,null,null,null,null,null,null,null,null,null,null,null,null,null,null,null,null,null,null,null,null,null,null,null,null,null,null,null,null,null,null,null,null,null,null,null,null,null,null,251,"ELL 40x40x7.04 Kg/m","ELL","LL",null,7,40,40,6,6,8.9600000381469727,12.600000381469727,32.779998779296875,1.1867949962615967,1.9127160310745239,4.51,7.6232562065124512,6,2.4000000953674316,1.2000000476837158,4.3000001907348633]
[null,null,null,null,null,null,null,null,null,null,null,null,null,null,null,null,null,null,null,null,null,null,null,null,null,null,null,null,null,null,null,null,null,null,null,null,null,null,null,null,null,252,"ELL 45x45x5.48 Kg/m","ELL","LL",null,5.5,45,45,4,4,6.9840002059936523,13,27.479999542236328,1.3643300533294678,1.9836829900741577,3.99,5.8472390174865723,6.5,3,1.2400000095367432,4.6999998092651367]
[null,null,null,null,null,null,null,null,null,null,null,null,null,null,null,null,null,null,null,null,null,null,null,null,null,null,null,null,null,null,null,null,null,null,null,null,null,null,null,null,null,253,"ELL 45x45x6.76 Kg/m","ELL","LL",null,6.8000001907348633,45,45,5,5,8.6040000915527344,15.800000190734863,35.959999084472656,1.3559789657592773,2.0444018840789795,4.91,7.5707588195800781,6.5,3,1.2799999713897705,4.75]
[null,null,null,null,null,null,null,null,null,null,null,null,null,null,null,null,null,null,null,null,null,null,null,null,null,null,null,null,null,null,null,null,null,null,null,null,null,null,null,null,null,254,"ELL 50x50x4.66 Kg/m","ELL","LL",null,4.6999998092651367,50,50,3,3,5.9200000762939453,13.699999809265137,26.340000152587891,1.5223560333251953,2.1093049049377441,3.72,5.1143832206726074,7,2.4000000953674316,1.309999942779541,5.1500000953674316]
[null,null,null,null,null,null,null,null,null,null,null,null,null,null,null,null,null,null,null,null,null,null,null,null,null,null,null,null,null,null,null,null,null,null,null,null,null,null,null,null,null,255,"ELL 50x50x6.12 Kg/m","ELL","LL",null,6.0999999046325684,50,50,4,4,7.7839999198913574,18.100000381469727,37.310001373291016,1.5257300138473511,2.1892349720001221,4.99,7.1743807792663574,6.5,3,1.3700000047683716,5.1999998092651367]
[null,null,null,null,null,null,null,null,null,null,null,null,null,null,null,null,null,null,null,null,null,null,null,null,null,null,null,null,null,null,null,null,null,null,null,null,null,null,null,null,null,256,"ELL 50x50x7.54 Kg/m","ELL","LL",null,7.5,50,50,5,5,9.6040000915527344,22.200000762939453,48.659999847412109,1.5203739404678345,2.2510299682617187,6.18,9.2694826126098633,6.5,3,1.4099999666213989,5.25]
[null,null,null,null,null,null,null,null,null,null,null,null,null,null,null,null,null,null,null,null,null,null,null,null,null,null,null,null,null,null,null,null,null,null,null,null,null,null,null,null,null,257,"ELL 50x50x8.86 Kg/m","ELL","LL",null,8.8000001907348633,50,50,6,6,11.288000106811523,25.200000762939453,59.380001068115234,1.4941420555114746,2.2934820652008057,7.08,11.202930450439453,6.5,4.5,1.440000057220459,5.3000001907348633]
[null,null,null,null,null,null,null,null,null,null,null,null,null,null,null,null,null,null,null,null,null,null,null,null,null,null,null,null,null,null,null,null,null,null,null,null,null,null,null,null,null,258,"ELL 60x60x7.36 Kg/m","ELL","LL",null,7.4000000953674316,60,60,4,4,9.3839998245239258,32,62.740001678466797,1.8466349840164185,2.5857610702514648,7.29,10.119830131530762,6.5,3,1.6100000143051147,6.1999998092651367]
[null,null,null,null,null,null,null,null,null,null,null,null,null,null,null,null,null,null,null,null,null,null,null,null,null,null,null,null,null,null,null,null,null,null,null,null,null,null,null,null,null,259,"ELL 60x60x9.1 Kg/m","ELL","LL",null,9.1000003814697266,60,60,5,5,11.604000091552734,39.200000762939453,81.529998779296875,1.8379729986190796,2.6507070064544678,9.0299999999999994,13.045209884643555,6.5,3,1.6599999666213989,6.25]
[null,null,null,null,null,null,null,null,null,null,null,null,null,null,null,null,null,null,null,null,null,null,null,null,null,null,null,null,null,null,null,null,null,null,null,null,null,null,null,null,null,260,"ELL 65x65x10 Kg/m","ELL","LL",null,10,65,65,5,5,12.734000205993652,50.599998474121094,102.55999755859375,1.9933929443359375,2.8379600048065186,10.7,15.194049835205078,8.5,3,1.7699999809265137,6.75]
[null,null,null,null,null,null,null,null,null,null,null,null,null,null,null,null,null,null,null,null,null,null,null,null,null,null,null,null,null,null,null,null,null,null,null,null,null,null,null,null,null,261,"ELL 65x65x11.82 Kg/m","ELL","LL",null,11.800000190734863,65,65,6,6,15.053999900817871,58.799999237060547,125.81999969482422,1.9763449430465698,2.8910269737243652,12.54,18.503219604492187,8.5,4,1.809999942779541,6.8000001907348633]
[null,null,null,null,null,null,null,null,null,null,null,null,null,null,null,null,null,null,null,null,null,null,null,null,null,null,null,null,null,null,null,null,null,null,null,null,null,null,null,null,null,262,"ELL 65x65x15.32 Kg/m","ELL","LL",null,15.300000190734863,65,65,8,8,19.521999359130859,73.599998474121094,175.08000183105469,1.9416760206222534,2.9947459697723389,15.93,25.374370574951172,8.5,6,1.8799999952316284,6.9000000953674316]
[null,null,null,null,null,null,null,null,null,null,null,null,null,null,null,null,null,null,null,null,null,null,null,null,null,null,null,null,null,null,null,null,null,null,null,null,null,null,null,null,null,263,"ELL 70x70x12.76 Kg/m","ELL","LL",null,12.699999809265137,70,70,6,6,16.253999710083008,74.199996948242188,155.02999877929687,2.1365931034088135,3.0883541107177734,14.64,21.236919403076172,8.5,4,1.9299999475479126,7.3000001907348633]
[null,null,null,null,null,null,null,null,null,null,null,null,null,null,null,null,null,null,null,null,null,null,null,null,null,null,null,null,null,null,null,null,null,null,null,null,null,null,null,null,null,264,"ELL 75x75x13.7 Kg/m","ELL","LL",null,13.699999809265137,75,75,6,6,17.454000473022461,92.199996948242187,189.41000366210937,2.2983601093292236,3.2942459583282471,16.95,24.283559799194336,8.5,4,2.059999942779541,7.8000001907348633]
[null,null,null,null,null,null,null,null,null,null,null,null,null,null,null,null,null,null,null,null,null,null,null,null,null,null,null,null,null,null,null,null,null,null,null,null,null,null,null,null,null,265,"ELL 75x75x19.92 Kg/m","ELL","LL",null,19.899999618530273,75,75,9,9,25.379999160766602,128.80000305175781,303.01998901367187,2.2527449131011963,3.4553239345550537,24.17,38.115528106689453,8.5,6,2.1700000762939453,7.9499998092651367]
[null,null,null,null,null,null,null,null,null,null,null,null,null,null,null,null,null,null,null,null,null,null,null,null,null,null,null,null,null,null,null,null,null,null,null,null,null,null,null,null,null,266,"ELL 75x75x26 Kg/m","ELL","LL",null,26,75,75,12,12,33.119998931884766,163.80000305175781,440.42001342773437,2.2238819599151611,3.6466081142425537,31.44,54.373031616210938,8.5,6,2.2899999618530273,8.1000003814697266]
[null,null,null,null,null,null,null,null,null,null,null,null,null,null,null,null,null,null,null,null,null,null,null,null,null,null,null,null,null,null,null,null,null,null,null,null,null,null,null,null,null,267,"ELL 80x80x14.64 Kg/m","ELL","LL",null,14.600000381469727,80,80,6,6,18.653999328613281,112.80000305175781,227.52999877929687,2.459057092666626,3.4924719333648682,19.38,27.413200378417969,8.5,4,2.1800000667572021,8.3000001907348633]
[null,null,null,null,null,null,null,null,null,null,null,null,null,null,null,null,null,null,null,null,null,null,null,null,null,null,null,null,null,null,null,null,null,null,null,null,null,null,null,null,null,268,"ELL 90x90x16.56 Kg/m","ELL","LL",null,16.5,90,90,6,6,21.100000381469727,161.39999389648437,317.510009765625,2.7657349109649658,3.8791348934173584,24.53,34.140460968017578,10,5,2.4200000762939453,9.3000001907348633]
[null,null,null,null,null,null,null,null,null,null,null,null,null,null,null,null,null,null,null,null,null,null,null,null,null,null,null,null,null,null,null,null,null,null,null,null,null,null,null,null,null,269,"ELL 90x90x19.18 Kg/m","ELL","LL",null,19.200000762939453,90,90,7,7,24.440000534057617,186,378.98001098632812,2.7587089538574219,3.9378390312194824,28.44,40.532688140869141,10,5,2.4600000381469727,9.3500003814697266]
[null,null,null,null,null,null,null,null,null,null,null,null,null,null,null,null,null,null,null,null,null,null,null,null,null,null,null,null,null,null,null,null,null,null,null,null,null,null,null,null,null,270,"ELL 90x90x26.6 Kg/m","ELL","LL",null,26.600000381469727,90,90,10,10,34,250,570.45001220703125,2.7116310596466064,4.0960760116577148,38.880000000000003,60.047008514404297,10,7,2.5699999332427979,9.5]
[null,null,null,null,null,null,null,null,null,null,null,null,null,null,null,null,null,null,null,null,null,null,null,null,null,null,null,null,null,null,null,null,null,null,null,null,null,null,null,null,null,271,"ELL 90x90x31.8 Kg/m","ELL","LL",null,31.799999237060547,90,90,12,12,40.599998474121094,296,727.47998046875,2.7001190185546875,4.2329940795898437,46.69,75.779228210449219,11,4.8000001907348633,2.6600000858306885,9.6000003814697266]
[null,null,null,null,null,null,null,null,null,null,null,null,null,null,null,null,null,null,null,null,null,null,null,null,null,null,null,null,null,null,null,null,null,null,null,null,null,null,null,null,null,272,"ELL 90x90x34 Kg/m","ELL","LL",null,34,90,90,13,13,43.419998168945313,312,796.3800048828125,2.6806020736694336,4.2826662063598633,49.45,82.526016235351563,10,7,2.690000057220459,9.6499996185302734]
[null,null,null,null,null,null,null,null,null,null,null,null,null,null,null,null,null,null,null,null,null,null,null,null,null,null,null,null,null,null,null,null,null,null,null,null,null,null,null,null,null,273,"ELL 100x100x21.4 Kg/m","ELL","LL",null,21.399999618530273,100,100,7,7,27.239999771118164,258,513.05999755859375,3.0775580406188965,4.3399271965026855,35.39,49.571449279785156,10,5,2.7100000381469727,10.350000381469727]
[null,null,null,null,null,null,null,null,null,null,null,null,null,null,null,null,null,null,null,null,null,null,null,null,null,null,null,null,null,null,null,null,null,null,null,null,null,null,null,null,null,274,"ELL 100x100x29.8 Kg/m","ELL","LL",null,29.799999237060547,100,100,10,10,38,350,768.8499755859375,3.0348849296569824,4.498103141784668,48.75,73.223922729492188,10,7,2.8199999332427979,10.5]
[null,null,null,null,null,null,null,null,null,null,null,null,null,null,null,null,null,null,null,null,null,null,null,null,null,null,null,null,null,null,null,null,null,null,null,null,null,null,null,null,null,275,"ELL 100x100x35.6 Kg/m","ELL","LL",null,35.599998474121094,100,100,12,12,45.400001525878906,414,970.1500244140625,3.019758939743042,4.622654914855957,58.31,91.523582458496094,12,4.8000001907348633,2.9000000953674316,10.600000381469727]
[null,null,null,null,null,null,null,null,null,null,null,null,null,null,null,null,null,null,null,null,null,null,null,null,null,null,null,null,null,null,null,null,null,null,null,null,null,null,null,null,null,276,"ELL 100x100x38.2 Kg/m","ELL","LL",null,38.200000762939453,100,100,13,13,48.619998931884766,440,1066.6199951171875,3.0082840919494629,4.6837878227233887,62.32,100.152099609375,10,7,2.940000057220459,10.649999618530273]
[null,null,null,null,null,null,null,null,null,null,null,null,null,null,null,null,null,null,null,null,null,null,null,null,null,null,null,null,null,null,null,null,null,null,null,null,null,null,null,null,null,277,"ELL 120x120x29.4 Kg/m","ELL","LL",null,29.399999618530273,120,120,8,8,37.520000457763672,516,1013.1199951171875,3.7084589004516602,5.1963710784912109,58.9,81.703628540039063,12,5,3.2400000095367432,12.399999618530273]
[null,null,null,null,null,null,null,null,null,null,null,null,null,null,null,null,null,null,null,null,null,null,null,null,null,null,null,null,null,null,null,null,null,null,null,null,null,null,null,null,null,278,"ELL 130x130x35.8 Kg/m","ELL","LL",null,35.799999237060547,130,130,9,9,45.479999542236328,732,1452.4200439453125,4.0118560791015625,5.6511402130126953,77.3,107.98670196533203,12,6,3.5299999713897705,13.449999809265137]
[null,null,null,null,null,null,null,null,null,null,null,null,null,null,null,null,null,null,null,null,null,null,null,null,null,null,null,null,null,null,null,null,null,null,null,null,null,null,null,null,null,279,"ELL 130x130x46.8 Kg/m","ELL","LL",null,46.700000762939453,130,130,12,12,59.520000457763672,934,2004.030029296875,3.961338996887207,5.8025689125061035,99.79,147.35490417480469,12,8.5,3.6400001049041748,13.600000381469727]
[null,null,null,null,null,null,null,null,null,null,null,null,null,null,null,null,null,null,null,null,null,null,null,null,null,null,null,null,null,null,null,null,null,null,null,null,null,null,null,null,null,280,"ELL 130x130x57.6 Kg/m","ELL","LL",null,57.5,130,130,15,15,73.5,1136,2631,3.9313840866088867,5.9829659461975098,122.94,191.34530639648437,12,8.5,3.7599999904632568,13.75]
[null,null,null,null,null,null,null,null,null,null,null,null,null,null,null,null,null,null,null,null,null,null,null,null,null,null,null,null,null,null,null,null,null,null,null,null,null,null,null,null,null,281,"ELL 150x150x54.6 Kg/m","ELL","LL",null,54.5,150,150,12,12,69.540000915527344,1480,3042.39990234375,4.613318920135498,6.6144018173217773,136.28,195.02540588378906,14,7,4.1399998664855957,15.600000381469727]
[null,null,null,null,null,null,null,null,null,null,null,null,null,null,null,null,null,null,null,null,null,null,null,null,null,null,null,null,null,null,null,null,null,null,null,null,null,null,null,null,null,282,"ELL 150x150x67.2 Kg/m","ELL","LL",null,67.099998474121094,150,150,15,15,85.480003356933594,1776,3904.4599609375,4.5581560134887695,6.7584681510925293,165.06,247.90229797363281,14,10,4.2399997711181641,15.75]
[null,null,null,null,null,null,null,null,null,null,null,null,null,null,null,null,null,null,null,null,null,null,null,null,null,null,null,null,null,null,null,null,null,null,null,null,null,null,null,null,null,283,"ELL 150x150x83.8 Kg/m","ELL","LL",null,83.699996948242187,150,150,19,19,106.76000213623047,2180,5235.740234375,4.5188088417053223,7.0030088424682617,205.66,328.2593994140625,14,10,4.4000000953674316,15.949999809265137]
[null,null,null,null,null,null,null,null,null,null,null,null,null,null,null,null,null,null,null,null,null,null,null,null,null,null,null,null,null,null,null,null,null,null,null,null,null,null,null,null,null,284,"ELL 175x175x63.6 Kg/m","ELL","LL",null,63.5,175,175,12,12,81.040000915527344,2340,4642.259765625,5.373511791229248,7.5685877799987793,183.24,256.47830200195312,15,11,4.7300000190734863,18.100000381469727]
[null,null,null,null,null,null,null,null,null,null,null,null,null,null,null,null,null,null,null,null,null,null,null,null,null,null,null,null,null,null,null,null,null,null,null,null,null,null,null,null,null,285,"ELL 175x175x78.8 Kg/m","ELL","LL",null,78.699996948242188,175,175,15,15,100.41999816894531,2880,6029.169921875,5.3553290367126465,7.7485189437866211,227.67,330.36550903320312,15,11,4.8499999046325684,18.25]
[null,null,null,null,null,null,null,null,null,null,null,null,null,null,null,null,null,null,null,null,null,null,null,null,null,null,null,null,null,null,null,null,null,null,null,null,null,null,null,null,null,286,"ELL 200x200x90.6 Kg/m","ELL","LL",null,90.5,200,200,15,15,115.5,4360,8814.150390625,6.144014835357666,8.7357320785522461,299.86,424.77850341796875,17,12,5.4600000381469727,20.75]
[null,null,null,null,null,null,null,null,null,null,null,null,null,null,null,null,null,null,null,null,null,null,null,null,null,null,null,null,null,null,null,null,null,null,null,null,null,null,null,null,null,287,"ELL 200x200x119.4 Kg/m","ELL","LL",null,119.19999694824219,200,200,20,20,152,5640,12402.3095703125,6.0914092063903809,9.0329475402832031,393.58,590.5863037109375,17,12,5.6700000762939453,21]
[null,null,null,null,null,null,null,null,null,null,null,null,null,null,null,null,null,null,null,null,null,null,null,null,null,null,null,null,null,null,null,null,null,null,null,null,null,null,null,null,null,288,"ELL 200x200x147.2 Kg/m","ELL","LL",null,147,200,200,25,25,187.5,6840,16318.51953125,6.0398669242858887,9.3290996551513672,483.73,767.9302978515625,17,12,5.8600001335144043,21.25]
[null,null,null,null,null,null,null,null,null,null,null,null,null,null,null,null,null,null,null,null,null,null,null,null,null,null,null,null,null,null,null,null,null,null,null,null,null,null,null,null,null,289,"ELL 250x250x187.4 Kg/m","ELL","LL",null,187.19999694824219,250,250,25,25,238.80000305175781,13900,30549.73046875,7.629396915435791,11.310620307922363,776.54,1163.7989501953125,24,12,7.0999999046325684,26.25]
[null,null,null,null,null,null,null,null,null,null,null,null,null,null,null,null,null,null,null,null,null,null,null,null,null,null,null,null,null,null,null,null,null,null,null,null,null,null,null,null,null,290,"ELL 250x250x256 Kg/m","ELL","LL",null,255.69999694824219,250,250,35,35,325.20001220703125,18220,45744.9296875,7.4851231575012207,11.860309600830078,1038.18,1710.0909423828125,24,18,7.4499998092651367,26.75]
[null,null,null,null,null,null,null,null,null,null,null,null,null,null,null,null,null,null,null,null,null,null,null,null,null,null,null,null,null,null,null,null,null,null,null,null,null,null,null,null,null,291,"ULLL 90x75x22 Kg/m","ULLL","LL",null,22,90,75,9,9,28.079999923706055,218,304.75,2.7863121032714844,3.2943780422210693,34.880000000000003,38.333358764648438,8.5,6,2.75,7.9499998092651367]
[null,null,null,null,null,null,null,null,null,null,null,null,null,null,null,null,null,null,null,null,null,null,null,null,null,null,null,null,null,null,null,null,null,null,null,null,null,null,null,null,null,292,"ULLL 100x75x18.64 Kg/m","ULLL","LL",null,18.600000381469727,100,75,7,7,23.739999771118164,236,226.6199951171875,3.152940034866333,3.0896599292755127,34.01,28.869039535522461,10,5,3.059999942779541,7.8499999046325684]
[null,null,null,null,null,null,null,null,null,null,null,null,null,null,null,null,null,null,null,null,null,null,null,null,null,null,null,null,null,null,null,null,null,null,null,null,null,null,null,null,null,293,"ULLL 100x75x26 Kg/m","ULLL","LL",null,26,100,75,10,10,33,318,348.67001342773437,3.1042490005493164,3.2504949569702148,46.56,43.583599090576172,10,7,3.1700000762939453,8]
[null,null,null,null,null,null,null,null,null,null,null,null,null,null,null,null,null,null,null,null,null,null,null,null,null,null,null,null,null,null,null,null,null,null,null,null,null,null,null,null,null,294,"ULLL 125x75x21.4 Kg/m","ULLL","LL",null,21.399999618530273,125,75,7,7,27.239999771118164,438,228.66999816894531,4.0099000930786133,2.8973701000213623,52.14,29.130329132080078,10,5,4.0999999046325684,7.8499999046325684]
[null,null,null,null,null,null,null,null,null,null,null,null,null,null,null,null,null,null,null,null,null,null,null,null,null,null,null,null,null,null,null,null,null,null,null,null,null,null,null,null,null,295,"ULLL 125x75x29.8 Kg/m","ULLL","LL",null,29.799999237060547,125,75,10,10,38,598,353.98001098632812,3.9669690132141113,3.0520699024200439,72.22,44.246879577636719,10,7,4.2199997901916504,8]
[null,null,null,null,null,null,null,null,null,null,null,null,null,null,null,null,null,null,null,null,null,null,null,null,null,null,null,null,null,null,null,null,null,null,null,null,null,null,null,null,null,296,"ULLL 125x75x38.2 Kg/m","ULLL","LL",null,38.200000762939453,125,75,13,13,48.619998931884766,752,510.760009765625,3.9327960014343262,3.2411520481109619,92.27,62.669498443603516,10,7,4.3499999046325684,8.1499996185302734]
[null,null,null,null,null,null,null,null,null,null,null,null,null,null,null,null,null,null,null,null,null,null,null,null,null,null,null,null,null,null,null,null,null,null,null,null,null,null,null,null,null,297,"ULLL 125x90x32.2 Kg/m","ULLL","LL",null,32.200000762939453,125,90,10,10,41,636,579.33001708984375,3.9385519027709961,3.7590029239654541,74.39,60.982570648193359,10,7,3.9500000476837158,9.5]
[null,null,null,null,null,null,null,null,null,null,null,null,null,null,null,null,null,null,null,null,null,null,null,null,null,null,null,null,null,null,null,null,null,null,null,null,null,null,null,null,null,298,"ULLL 125x90x41.2 Kg/m","ULLL","LL",null,41.099998474121094,125,90,13,13,52.520000457763672,802,815.530029296875,3.9077320098876953,3.9405670166015625,95.14,84.511299133300781,10,7,4.070000171661377,9.6499996185302734]
[null,null,null,null,null,null,null,null,null,null,null,null,null,null,null,null,null,null,null,null,null,null,null,null,null,null,null,null,null,null,null,null,null,null,null,null,null,null,null,null,null,299,"ULLL 150x90x32.8 Kg/m","ULLL","LL",null,32.799999237060547,150,90,9,9,41.880001068115234,970,515.34002685546875,4.8126311302185059,3.5078599452972412,96.52,54.532989501953125,12,6,4.9499998092651367,9.4499998092651367]
[null,null,null,null,null,null,null,null,null,null,null,null,null,null,null,null,null,null,null,null,null,null,null,null,null,null,null,null,null,null,null,null,null,null,null,null,null,null,null,null,null,300,"ULLL 150x90x43 Kg/m","ULLL","LL",null,42.900001525878906,150,90,12,12,54.720001220703125,1238,732.90997314453125,4.7564969062805176,3.6597540378570557,124.67,76.344673156738281,12,8.5,5.070000171661377,9.6000003814697266]
[null,null,null,null,null,null,null,null,null,null,null,null,null,null,null,null,null,null,null,null,null,null,null,null,null,null,null,null,null,null,null,null,null,null,null,null,null,null,null,null,null,301,"ULLL 150x100x34.2 Kg/m","ULLL","LL",null,34.200000762939453,150,100,9,9,43.680000305175781,1004,692.33001708984375,4.7943038940429687,3.9812119007110596,98.05,66.251670837402344,12,6,4.7600002288818359,10.449999809265137]
[null,null,null,null,null,null,null,null,null,null,null,null,null,null,null,null,null,null,null,null,null,null,null,null,null,null,null,null,null,null,null,null,null,null,null,null,null,null,null,null,null,302,"ULLL 150x100x44.8 Kg/m","ULLL","LL",null,44.700000762939453,150,100,12,12,57.119998931884766,1284,973.510009765625,4.7412009239196777,4.128352165222168,126.88,91.840843200683594,12,8.5,4.880000114440918,10.600000381469727]
[null,null,null,null,null,null,null,null,null,null,null,null,null,null,null,null,null,null,null,null,null,null,null,null,null,null,null,null,null,null,null,null,null,null,null,null,null,null,null,null,null,303,"ULLL 150x100x55.4 Kg/m","ULLL","LL",null,55.299999237060547,150,100,15,15,70.5,1564,1310.469970703125,4.7100319862365723,4.3114018440246582,156.4,121.90390014648437,12,8.5,5,10.75]
[null,null,null,null,null,null,null,null,null,null,null,null,null,null,null,null,null,null,null,null,null,null,null,null,null,null,null,null,null,null,null,null,null,null,null,null,null,null,null,null,null,304,"ULLS 75x90x22 Kg/m","ULLS","LL",null,22,75,90,9,9,28.079999923706055,136.19999694824219,505.54000854492187,2.2023680210113525,4.2430567741394043,24.76,53.496208190917969,8.5,6,2,9.4499998092651367]
[null,null,null,null,null,null,null,null,null,null,null,null,null,null,null,null,null,null,null,null,null,null,null,null,null,null,null,null,null,null,null,null,null,null,null,null,null,null,null,null,null,305,"ULLS 75x100x18.64 Kg/m","ULLS","LL",null,18.600000381469727,75,100,7,7,23.739999771118164,113.80000305175781,512.04998779296875,2.1894290447235107,4.6442580223083496,20.07,49.473541259765625,10,5,1.8300000429153442,10.350000381469727]
[null,null,null,null,null,null,null,null,null,null,null,null,null,null,null,null,null,null,null,null,null,null,null,null,null,null,null,null,null,null,null,null,null,null,null,null,null,null,null,null,null,306,"ULLS 75x100x26 Kg/m","ULLS","LL",null,26,75,100,10,10,33,152.19999694824219,762.469970703125,2.1475849151611328,4.8067941665649414,27.37,72.616546630859375,10,7,1.940000057220459,10.5]
[null,null,null,null,null,null,null,null,null,null,null,null,null,null,null,null,null,null,null,null,null,null,null,null,null,null,null,null,null,null,null,null,null,null,null,null,null,null,null,null,null,307,"ULLS 75x125x21.4 Kg/m","ULLS","LL",null,21.399999618530273,75,125,7,7,27.239999771118164,120.80000305175781,977.41998291015625,2.1058619022369385,5.9901409149169922,20.61,76.063819885253906,10,5,1.6399999856948853,12.850000381469727]
[null,null,null,null,null,null,null,null,null,null,null,null,null,null,null,null,null,null,null,null,null,null,null,null,null,null,null,null,null,null,null,null,null,null,null,null,null,null,null,null,null,308,"ULLS 75x125x29.8 Kg/m","ULLS","LL",null,29.799999237060547,75,125,10,10,38,161.60000610351562,1444.5799560546875,2.0621910095214844,6.1656498908996582,28.1,111.12149810791016,10,7,1.75,13]
[null,null,null,null,null,null,null,null,null,null,null,null,null,null,null,null,null,null,null,null,null,null,null,null,null,null,null,null,null,null,null,null,null,null,null,null,null,null,null,null,null,309,"ULLS 75x125x38.2 Kg/m","ULLS","LL",null,38.200000762939453,75,125,13,13,48.619998931884766,202,1967.5,2.0383009910583496,6.3613591194152832,35.880000000000003,149.61979675292969,10,7,1.8700000047683716,13.149999618530273]
[null,null,null,null,null,null,null,null,null,null,null,null,null,null,null,null,null,null,null,null,null,null,null,null,null,null,null,null,null,null,null,null,null,null,null,null,null,null,null,null,null,310,"ULLS 90x125x32.2 Kg/m","ULLS","LL",null,32.200000762939453,90,125,10,10,41,276,1447.9000244140625,2.5945529937744141,5.9426169395446777,40.71,111.37709808349609,10,7,2.2200000286102295,13]
[null,null,null,null,null,null,null,null,null,null,null,null,null,null,null,null,null,null,null,null,null,null,null,null,null,null,null,null,null,null,null,null,null,null,null,null,null,null,null,null,null,311,"ULLS 90x125x41.2 Kg/m","ULLS","LL",null,41.099998474121094,90,125,13,13,52.520000457763672,346,1972.06005859375,2.5667030811309814,6.1277060508728027,51.95,149.96670532226562,10,7,2.3399999141693115,13.149999618530273]
[null,null,null,null,null,null,null,null,null,null,null,null,null,null,null,null,null,null,null,null,null,null,null,null,null,null,null,null,null,null,null,null,null,null,null,null,null,null,null,null,null,312,"ULLS 90x150x32.8 Kg/m","ULLS","LL",null,32.799999237060547,90,150,9,9,41.880001068115234,266,2191.219970703125,2.5202140808105469,7.2333540916442871,37.950000000000003,141.82659912109375,12,6,1.9900000095367432,15.449999809265137]
[null,null,null,null,null,null,null,null,null,null,null,null,null,null,null,null,null,null,null,null,null,null,null,null,null,null,null,null,null,null,null,null,null,null,null,null,null,null,null,null,null,313,"ULLS 90x150x43 Kg/m","ULLS","LL",null,42.900001525878906,90,150,12,12,54.720001220703125,334,2997.18994140625,2.4705870151519775,7.4008898735046387,48.41,192.12739562988281,12,8.5,2.0999999046325684,15.600000381469727]
[null,null,null,null,null,null,null,null,null,null,null,null,null,null,null,null,null,null,null,null,null,null,null,null,null,null,null,null,null,null,null,null,null,null,null,null,null,null,null,null,null,314,"ULLS 100x150x34.2 Kg/m","ULLS","LL",null,34.200000762939453,100,150,9,9,43.680000305175781,362,2189.64990234375,2.878809928894043,7.0802149772644043,47.01,141.72520446777344,12,6,2.2999999523162842,15.449999809265137]
[null,null,null,null,null,null,null,null,null,null,null,null,null,null,null,null,null,null,null,null,null,null,null,null,null,null,null,null,null,null,null,null,null,null,null,null,null,null,null,null,null,315,"ULLS 100x150x44.8 Kg/m","ULLS","LL",null,44.700000762939453,100,150,12,12,57.119998931884766,456,2999.340087890625,2.8254539966583252,7.2463359832763672,60.08,192.26519775390625,12,8.5,2.4100000858306885,15.600000381469727]
[null,null,null,null,null,null,null,null,null,null,null,null,null,null,null,null,null,null,null,null,null,null,null,null,null,null,null,null,null,null,null,null,null,null,null,null,null,null,null,null,null,316,"ULLS 100x150x55.4 Kg/m","ULLS","LL",null,55.299999237060547,100,150,15,15,70.5,552,3894.909912109375,2.7981760501861572,7.432826042175293,73.900000000000006,247.29559326171875,12,8.5,2.5299999713897705,15.75]
[null,null,null,null,null,null,null,null,null,null,null,null,null,null,null,null,null,null,null,null,null,null,null,null,null,null,null,null,null,null,null,null,null,null,null,null,null,null,null,null,null,317,"CCI 50x25x7.72 Kg/m","CCI","CCI",null,7.6999998092651367,50,25,5,6,9.8400001525878906,33.599998474121094,16.040000915527344,1.8478729724884033,1.2765959501266479,13.44,5.8313541412353516,6,3,2.5,2.75]
[null,null,null,null,null,null,null,null,null,null,null,null,null,null,null,null,null,null,null,null,null,null,null,null,null,null,null,null,null,null,null,null,null,null,null,null,null,null,null,null,null,318,"CCI 75x40x13.84 Kg/m","CCI","CCI",null,13.800000190734863,75,40,5,7,17.63599967956543,150.60000610351562,65.680000305175781,2.9222168922424316,1.9298789501190186,40.159999999999997,15.455080032348633,8,4,3.75,4.25]
[null,null,null,null,null,null,null,null,null,null,null,null,null,null,null,null,null,null,null,null,null,null,null,null,null,null,null,null,null,null,null,null,null,null,null,null,null,null,null,null,null,319,"CCI 100x50x18.72 Kg/m","CCI","CCI",null,18.700000762939453,100,50,5,7.5,23.840000152587891,376,128.38999938964844,3.9713740348815918,2.320626974105835,75.2,24.454429626464844,8,4,5,5.25]
[null,null,null,null,null,null,null,null,null,null,null,null,null,null,null,null,null,null,null,null,null,null,null,null,null,null,null,null,null,null,null,null,null,null,null,null,null,null,null,null,null,320,"CCI 125x65x26.8 Kg/m","CCI","CCI",null,26.799999237060547,125,65,6,8,34.220001220703125,848,289.22000122070312,4.9780349731445313,2.9072189331054687,135.68,42.533058166503906,8,4,6.25,6.8000001907348633]
[null,null,null,null,null,null,null,null,null,null,null,null,null,null,null,null,null,null,null,null,null,null,null,null,null,null,null,null,null,null,null,null,null,null,null,null,null,null,null,null,null,321,"CCI 150x75x37.2 Kg/m","CCI","CCI",null,37.200000762939453,150,75,6.5,10,47.419998168945313,1722,555.78997802734375,6.0260930061340332,3.4235439300537109,229.6,71.027900695800781,10,5,7.5,7.8249998092651367]
[null,null,null,null,null,null,null,null,null,null,null,null,null,null,null,null,null,null,null,null,null,null,null,null,null,null,null,null,null,null,null,null,null,null,null,null,null,null,null,null,null,322,"CCI 150x75x48 Kg/m","CCI","CCI",null,47.900001525878906,150,75,9,12.5,61.180000305175781,2100,760.03997802734375,5.8587489128112793,3.5246410369873047,280,95.603118896484375,15,7.5,7.5,7.9499998092651367]
[null,null,null,null,null,null,null,null,null,null,null,null,null,null,null,null,null,null,null,null,null,null,null,null,null,null,null,null,null,null,null,null,null,null,null,null,null,null,null,null,null,323,"CCI 180x75x42.8 Kg/m","CCI","CCI",null,42.700000762939453,180,75,7,10.5,54.400001525878906,2760,596.58001708984375,7.122870922088623,3.311582088470459,306.67,75.997673034667969,11,5.5,9,7.8499999046325684]
[null,null,null,null,null,null,null,null,null,null,null,null,null,null,null,null,null,null,null,null,null,null,null,null,null,null,null,null,null,null,null,null,null,null,null,null,null,null,null,null,null,324,"CCI 200x80x49.2 Kg/m","CCI","CCI",null,49.099998474121094,200,80,7.5,11,62.659999847412109,3900,754.71002197265625,7.889275074005127,3.4705181121826172,390,90.114410400390625,12,6,10,8.375]
[null,null,null,null,null,null,null,null,null,null,null,null,null,null,null,null,null,null,null,null,null,null,null,null,null,null,null,null,null,null,null,null,null,null,null,null,null,null,null,null,null,325,"CCI 200x90x60.6 Kg/m","CCI","CCI",null,60.5,200,90,8,13.5,77.300003051757812,4980,1316.1500244140625,8.0264759063720703,4.1263160705566406,498,140.01559448242187,14,7,10,9.3999996185302734]
[null,null,null,null,null,null,null,null,null,null,null,null,null,null,null,null,null,null,null,null,null,null,null,null,null,null,null,null,null,null,null,null,null,null,null,null,null,null,null,null,null,326,"CCI 250x90x69.2 Kg/m","CCI","CCI",null,69.099998474121094,250,90,9,13,88.139999389648438,8360,1303.9200439453125,9.7390508651733398,3.8462591171264648,668.8,137.98069763183594,14,7,12.5,9.4499998092651367]
[null,null,null,null,null,null,null,null,null,null,null,null,null,null,null,null,null,null,null,null,null,null,null,null,null,null,null,null,null,null,null,null,null,null,null,null,null,null,null,null,null,327,"CCI 250x90x80.4 Kg/m","CCI","CCI",null,80.300003051757813,250,90,11,14.5,102.33999633789062,9360,1548.6099853515625,9.5634641647338867,3.8899929523468018,748.8,162.15849304199219,17,8.5,12.5,9.5500001907348633]
[null,null,null,null,null,null,null,null,null,null,null,null,null,null,null,null,null,null,null,null,null,null,null,null,null,null,null,null,null,null,null,null,null,null,null,null,null,null,null,null,null,328,"CCI 300x90x76.2 Kg/m","CCI","CCI",null,76.099998474121094,300,90,9,13,97.139999389648438,12880,1310.5,11.514869689941406,3.672990083694458,858.67,138.67739868164063,14,7,15,9.4499998092651367]
[null,null,null,null,null,null,null,null,null,null,null,null,null,null,null,null,null,null,null,null,null,null,null,null,null,null,null,null,null,null,null,null,null,null,null,null,null,null,null,null,null,329,"CCI 300x90x87.6 Kg/m","CCI","CCI",null,87.5,300,90,10,15.5,111.48000335693359,14820,1619.1500244140625,11.529899597167969,3.8110570907592773,988,170.43719482421875,19,9.5,15,9.5]
[null,null,null,null,null,null,null,null,null,null,null,null,null,null,null,null,null,null,null,null,null,null,null,null,null,null,null,null,null,null,null,null,null,null,null,null,null,null,null,null,null,330,"CCI 300x90x97.2 Kg/m","CCI","CCI",null,97.099998474121094,300,90,12,16,123.80000305175781,15740,1784.8499755859375,11.275659561157227,3.7969961166381836,1049.33,185.92149353027344,19,9.5,15,9.6000003814697266]
[null,null,null,null,null,null,null,null,null,null,null,null,null,null,null,null,null,null,null,null,null,null,null,null,null,null,null,null,null,null,null,null,null,null,null,null,null,null,null,null,null,331,"CCI 380x100x109 Kg/m","CCI","CCI",null,108.90000152587891,380,100,10.5,16,138.77999877929687,29000,2265.47998046875,14.45557975769043,4.0403299331665039,1526.32,215.24769592285156,18,9,19,10.524999618530273]
[null,null,null,null,null,null,null,null,null,null,null,null,null,null,null,null,null,null,null,null,null,null,null,null,null,null,null,null,null,null,null,null,null,null,null,null,null,null,null,null,null,332,"CCI 380x100x124 Kg/m","CCI","CCI",null,124,380,100,13,16.5,157.91999816894531,31200,2532.389892578125,14.055899620056152,4.0044798851013184,1642.11,237.78300476074219,18,9,19,10.649999618530273]
[null,null,null,null,null,null,null,null,null,null,null,null,null,null,null,null,null,null,null,null,null,null,null,null,null,null,null,null,null,null,null,null,null,null,null,null,null,null,null,null,null,333,"CCI 380x100x134.6 Kg/m","CCI","CCI",null,134.39999389648437,380,100,13,20,171.41999816894531,35200,3054.389892578125,14.32981014251709,4.2211551666259766,1852.63,286.79690551757812,24,12,19,10.649999618530273]
[null,null,null,null,null,null,null,null,null,null,null,null,null,null,null,null,null,null,null,null,null,null,null,null,null,null,null,null,null,null,null,null,null,null,null,null,null,null,null,null,null,334,"CCB 50x25x7.72 Kg/m","CCB","CCB",null,7.6999998092651367,50,25,7.5,11,9.8400001525878906,3900,33.080001831054688,19.908330917358398,1.8336299657821655,1560,13.233610153198242,12,6,2.5,2.5]
[null,null,null,null,null,null,null,null,null,null,null,null,null,null,null,null,null,null,null,null,null,null,null,null,null,null,null,null,null,null,null,null,null,null,null,null,null,null,null,null,null,335,"CCB 75x40x13.84 Kg/m","CCB","CCB",null,13.800000190734863,75,40,7.5,11,17.63599967956543,3900,154.8800048828125,14.870730400085449,2.9634330272674561,1040,38.719551086425781,12,6,3.75,4]
[null,null,null,null,null,null,null,null,null,null,null,null,null,null,null,null,null,null,null,null,null,null,null,null,null,null,null,null,null,null,null,null,null,null,null,null,null,null,null,null,null,336,"CCB 100x50x18.72 Kg/m","CCB","CCB",null,18.700000762939453,100,50,7.5,11,23.840000152587891,3900,337.39999389648437,12.790249824523926,3.7620220184326172,780,67.4805908203125,12,6,5,5]
[null,null,null,null,null,null,null,null,null,null,null,null,null,null,null,null,null,null,null,null,null,null,null,null,null,null,null,null,null,null,null,null,null,null,null,null,null,null,null,null,null,337,"CCB 125x65x26.8 Kg/m","CCB","CCB",null,26.799999237060547,125,65,7.5,11,34.220001220703125,3900,847.70001220703125,10.675600051879883,4.977139949798584,624,130.41459655761719,12,6,6.25,6.5]
[null,null,null,null,null,null,null,null,null,null,null,null,null,null,null,null,null,null,null,null,null,null,null,null,null,null,null,null,null,null,null,null,null,null,null,null,null,null,null,null,null,338,"CCB 150x75x37.2 Kg/m","CCB","CCB",null,37.200000762939453,150,75,7.5,11,47.419998168945313,3900,1526.1199951171875,9.0688352584838867,5.6730079650878906,520,203.48249816894531,12,6,7.5,7.5]
[null,null,null,null,null,null,null,null,null,null,null,null,null,null,null,null,null,null,null,null,null,null,null,null,null,null,null,null,null,null,null,null,null,null,null,null,null,null,null,null,null,339,"CCB 150x75x48 Kg/m","CCB","CCB",null,47.900001525878906,150,75,7.5,11,61.180000305175781,3900,1941.949951171875,7.9841289520263672,5.6339678764343262,520,258.92678833007812,12,6,7.5,7.5]
[null,null,null,null,null,null,null,null,null,null,null,null,null,null,null,null,null,null,null,null,null,null,null,null,null,null,null,null,null,null,null,null,null,null,null,null,null,null,null,null,null,340,"CCB 180x75x42.8 Kg/m","CCB","CCB",null,42.700000762939453,180,75,7.5,11,54.400001525878906,3900,1830.72998046875,8.4670639038085938,5.8011269569396973,433.33,244.09700012207031,12,6,9,7.5]
[null,null,null,null,null,null,null,null,null,null,null,null,null,null,null,null,null,null,null,null,null,null,null,null,null,null,null,null,null,null,null,null,null,null,null,null,null,null,null,null,null,341,"CCB 200x80x49.2 Kg/m","CCB","CCB",null,49.099998474121094,200,80,7.5,11,62.659999847412109,3900,2436.6201171875,7.889275074005127,6.2358942031860352,390,304.5775146484375,12,6,10,8]
[null,null,null,null,null,null,null,null,null,null,null,null,null,null,null,null,null,null,null,null,null,null,null,null,null,null,null,null,null,null,null,null,null,null,null,null,null,null,null,null,null,342,"CCB 200x90x60.6 Kg/m","CCB","CCB",null,60.5,200,90,8,13.5,77.300003051757812,4980,3583.199951171875,8.0264759063720703,6.808413028717041,498,398.13351440429687,14,7,10,9]
[null,null,null,null,null,null,null,null,null,null,null,null,null,null,null,null,null,null,null,null,null,null,null,null,null,null,null,null,null,null,null,null,null,null,null,null,null,null,null,null,null,343,"CCB 250x90x69.2 Kg/m","CCB","CCB",null,69.099998474121094,250,90,9,13,88.139999389648438,8360,4427.3798828125,9.7390508651733398,7.0873980522155762,668.8,491.930908203125,14,7,12.5,9]
[null,null,null,null,null,null,null,null,null,null,null,null,null,null,null,null,null,null,null,null,null,null,null,null,null,null,null,null,null,null,null,null,null,null,null,null,null,null,null,null,null,344,"CCB 250x90x80.4 Kg/m","CCB","CCB",null,80.300003051757813,250,90,11,14.5,102.33999633789062,9360,5115.93017578125,9.5634641647338867,7.0703291893005371,748.8,568.43670654296875,17,8.5,12.5,9]
[null,null,null,null,null,null,null,null,null,null,null,null,null,null,null,null,null,null,null,null,null,null,null,null,null,null,null,null,null,null,null,null,null,null,null,null,null,null,null,null,null,345,"CCB 300x90x76.2 Kg/m","CCB","CCB",null,76.099998474121094,300,90,9,13,97.139999389648438,12880,5083.3701171875,11.514869689941406,7.2339720726013184,858.67,564.81890869140625,14,7,15,9]
[null,null,null,null,null,null,null,null,null,null,null,null,null,null,null,null,null,null,null,null,null,null,null,null,null,null,null,null,null,null,null,null,null,null,null,null,null,null,null,null,null,346,"CCB 300x90x87.6 Kg/m","CCB","CCB",null,87.5,300,90,10,15.5,111.48000335693359,14820,5664.759765625,11.529899597167969,7.1284050941467285,988,629.41802978515625,19,9.5,15,9]
[null,null,null,null,null,null,null,null,null,null,null,null,null,null,null,null,null,null,null,null,null,null,null,null,null,null,null,null,null,null,null,null,null,null,null,null,null,null,null,null,null,347,"CCB 300x90x97.2 Kg/m","CCB","CCB",null,97.099998474121094,300,90,12,16,123.80000305175781,15740,6348.60986328125,11.275659561157227,7.1610879898071289,1049.33,705.401123046875,19,9.5,15,9]
[null,null,null,null,null,null,null,null,null,null,null,null,null,null,null,null,null,null,null,null,null,null,null,null,null,null,null,null,null,null,null,null,null,null,null,null,null,null,null,null,null,348,"CCB 380x100x109 Kg/m","CCB","CCB",null,108.90000152587891,380,100,10.5,16,138.77999877929687,29000,9064.849609375,14.45557975769043,8.0819635391235352,1526.32,906.4852294921875,18,9,19,10]
[null,null,null,null,null,null,null,null,null,null,null,null,null,null,null,null,null,null,null,null,null,null,null,null,null,null,null,null,null,null,null,null,null,null,null,null,null,null,null,null,null,349,"CCB 380x100x124 Kg/m","CCB","CCB",null,124,380,100,13,16.5,157.91999816894531,31200,10420.2587890625,14.055899620056152,8.1230802536010742,1642.11,1042.0260009765625,18,9,19,10]
[null,null,null,null,null,null,null,null,null,null,null,null,null,null,null,null,null,null,null,null,null,null,null,null,null,null,null,null,null,null,null,null,null,null,null,null,null,null,null,null,null,350,"CCB 380x100x134.6 Kg/m","CCB","CCB",null,134.39999389648437,380,100,13,20,171.41999816894531,35200,10849.7998046875,14.45557975769043,7.9557299613952637,1852.63,1084.97998046875,24,12,19,10]
[]
[]
[]
[null,null,null,null,null,null,null,null,null,null,null,null,null,null,null,null,null,null,null,null,null,null,null,null,null,null,null,null,null,null,null,null,null,null,null,null,null,null,null,null,null,null,null,null,null,"Unequal Angles"]
[]
[null,null,null,null,null,null,null,null,null,null,null,null,null,null,null,null,null,null,null,null,null,null,null,null,null,null,null,null,null,null,null,null,null,null,null,null,null,null,null,null,null,null,null,null,null,"TIS / JIS STANDARDS"]
[]
[null,null,null,null,null,null,null,null,null,null,null,null,null,null,null,null,null,null,null,null,null,null,null,null,null,null,null,null,null,null,null,null,null,null,null,null,null,null,null,null,null,null,null,null,null,"(TIS 1227 : 1996 / JIS G3192 : 1990)"]
[]
[null,null,null,null,null,null,null,null,null,null,null,null,null,null,null,null,null,null,null,null,null,null,null,null,null,null,null,null,null,null,null,null,null,null,null,null,null,null,null,null,null,null,null,null,null,"Size & Properties"]
[]
[]
[null,null,null,null,null,null,null,null,null,null,null,null,null,null,null,null,null,null,null,null,null,null,null,null,null,null,null,null,null,null,null,null,null,null,null,null,null,null,null,null,null,"Standard Sectional Dimesion mm.",null,null,null,"Sectional Area cm2","Unit Weight kg/m","Reference"]
[null,null,null,null,null,null,null,null,null,null,null,null,null,null,null,null,null,null,null,null,null,null,null,null,null,null,null,null,null,null,null,null,null,null,null,null,null,null,null,null,null,null,null,null,null,null,null,"Position of Center of Gravity cm. ",null,"Geometrical Moment of Ineryia cm4",null,null,null,"Raidus of Gyration of Area cm.",null,null,null,"Modulus of Section cm3"]
[null,null,null,null,null,null,null,null,null,null,null,null,null,null,null,null,null,null,null,null,null,null,null,null,null,null,null,null,null,null,null,null,null,null,null,null,null,null,null,null,null,"AxB","t","r1","r2",null,null,"Cx","Cy","Ix","Iy","Max ix","Min iy","ix","iy","Max ix","Max iy","Zx","Zy"]
[null,null,null,null,null,null,null,null,null,null,null,null,null,null,null,null,null,null,null,null,null,null,null,null,null,null,null,null,null,null,null,null,null,null,null,null,null,null,null,1,{"$f":"AP1062&\"x\"&AQ1062","v":"90x75x9"},"90x75",9,8.5,6,14.04,11,2.75,2.0099999999999998,109,68.099999999999994,143,34.1,2.78,2.2000000000000002,3.19,1.56,17.399999999999999,12.4]
[null,null,null,null,null,null,null,null,null,null,null,null,null,null,null,null,null,null,null,null,null,null,null,null,null,null,null,null,null,null,null,null,null,null,null,null,null,null,null,2,{"$f":"AP1063&\"x\"&AQ1063","v":"100x75x7"},"100x75",7,10,5,11.87,9.32,3.06,1.83,118,57,144,30.8,3.15,2.19,3.49,1.61,17,10.1]
[null,null,null,null,null,null,null,null,null,null,null,null,null,null,null,null,null,null,null,null,null,null,null,null,null,null,null,null,null,null,null,null,null,null,null,null,null,null,null,3,"100x75x10","100x75",10,10,7,16.5,13,3.17,1.94,159,76.099999999999994,194,41.3,3.11,2.15,3.43,1.58,23.3,13.7]
[null,null,null,null,null,null,null,null,null,null,null,null,null,null,null,null,null,null,null,null,null,null,null,null,null,null,null,null,null,null,null,null,null,null,null,null,null,null,null,4,"125x75x7","125x75",7,10,5,13.62,10.7,4.0999999999999996,1.64,219,60.4,243,36.4,4.01,2.11,4.2300000000000004,1.64,26.1,10.3]
[null,null,null,null,null,null,null,null,null,null,null,null,null,null,null,null,null,null,null,null,null,null,null,null,null,null,null,null,null,null,null,null,null,null,null,null,null,null,null,5,"125x75x10","125x75",10,10,7,19,14.9,4.22,1.75,299,80.8,330,49,3.96,2.06,4.17,1.61,36.1,14.1]
[null,null,null,null,null,null,null,null,null,null,null,null,null,null,null,null,null,null,null,null,null,null,null,null,null,null,null,null,null,null,null,null,null,null,null,null,null,null,null,6,"125x75x13","125x75",13,10,7,24.31,19.100000000000001,4.3499999999999996,1.87,376,101,415,61.9,3.93,2.04,4.13,1.6,46.1,17.899999999999999]
[null,null,null,null,null,null,null,null,null,null,null,null,null,null,null,null,null,null,null,null,null,null,null,null,null,null,null,null,null,null,null,null,null,null,null,null,null,null,null,7,"125x90x10","125x90",10,10,7,20.5,16.100000000000001,3.95,2.2200000000000002,313,138,380,76.2,3.94,2.59,4.3,1.93,37.200000000000003,20.3]
[null,null,null,null,null,null,null,null,null,null,null,null,null,null,null,null,null,null,null,null,null,null,null,null,null,null,null,null,null,null,null,null,null,null,null,null,null,null,null,8,"125x90x13","125x90",13,10,7,26.26,20.6,4.07,2.34,401,173,477,96.3,3.91,2.57,4.26,1.91,47.5,25.9]
[null,null,null,null,null,null,null,null,null,null,null,null,null,null,null,null,null,null,null,null,null,null,null,null,null,null,null,null,null,null,null,null,null,null,null,null,null,null,null,9,"150x90x9","150x90",9,12,6,20.94,16.399999999999999,4.95,1.99,485,133,537,80.400000000000006,4.8099999999999996,2.52,5.0599999999999996,1.96,48.2,19]
[null,null,null,null,null,null,null,null,null,null,null,null,null,null,null,null,null,null,null,null,null,null,null,null,null,null,null,null,null,null,null,null,null,null,null,null,null,null,null,10,"150x90x12","150x90",12,12,8.5,27.36,21.5,5.07,2.1,619,167,685,102,4.76,2.4700000000000002,5,1.93,62.3,24.3]
[null,null,null,null,null,null,null,null,null,null,null,null,null,null,null,null,null,null,null,null,null,null,null,null,null,null,null,null,null,null,null,null,null,null,null,null,null,null,null,11,"150x100x9","150x100",9,12,6,21.84,17.100000000000001,4.76,2.2999999999999998,502,181,579,104,4.79,2.88,5.15,2.1800000000000002,49.1,23.5]
[null,null,null,null,null,null,null,null,null,null,null,null,null,null,null,null,null,null,null,null,null,null,null,null,null,null,null,null,null,null,null,null,null,null,null,null,null,null,null,12,"150x100x12","150x100",12,12,8.5,28.56,22.4,4.88,2.41,612,223,738,132,4.74,2.83,5.09,2.15,63.4,30.1]
[null,null,null,null,null,null,null,null,null,null,null,null,null,null,null,null,null,null,null,null,null,null,null,null,null,null,null,null,null,null,null,null,null,null,null,null,null,null,null,13,"150x100x15","150x100",15,12,8.5,35.25,27.7,5,2.5299999999999998,782,276,897,161,4.71,2.8,5.04,2.14,78.2,37]

{"sheet":"cover","index":6,"n_rows":0,"n_cols":0,"rows_kept":0,"cut":false,"hidden":false,"merged":[]}